## Summary of Changes
Does Row 1 need to be deleted? - Q to Nikita

## Building Meta Data
Building Metadata
Building ID CAAN | Building Name | Building Use Type | Building Area (GSF) | Current District Cooling Y/N? | Current District Heating Y/N? | Current District Hot Water Y/N? | First Year Active | Last Year Active | Region (JAB, Delete when finished) | Year of Decarb | Decarbonization Type (New Building Heat Pumps vs. New CUP) | Feasibility to connect to district heating/cooling loop (delete when finished) | Year of Cooking and Laundry Decarb | Electricity Utility Provider | Is PPA? | Gas Utility Provider | Electric Utility Billing Group | Gas Utility Billing Group | Equipment Safety Factor % | % Redundancy for New Bldg Thermal Equipment
- Each of the ~400 Buildings - Each of the <10 Future Buildings (Make up ID) - Current District Systems Building (pretend all in 1 bldg). Make up ID - New CUP Building (make up ID) New Bldgs - 9000s Solar - 7000s |  |  |  | All Entries either "Yes" or "No" | All Entries either "Yes" or "No" | All Entries either "Yes" or "No" Understood this is No for all of them | For existing buildings, put a year in the past. For future buildings, put the year it first comes online | For existing buildings, put a year way in the future. For a couple of buildings UCSB wants to tear down, we put that final year. |  | Year Decarb transition occurs for that building. | All Entires are either "New CUP" or "New Building Heat Pumps" Red Text, start convo with Jordan. These were ones he listed as "No" |  | Year Decarb transition for Cooking and Laundry occurs for that building (assume both together for simplicity) | SCE, PG&E, UCOP | Yes/No | SCG | Same Value for all UCOP buildings since they are billed as just one group. Different Value for every other building. The value can be a billing ID or whatever is easiest. | Same Idea | % applied on top of the actual building load used for sizing equipment. All buildings should have some safety. E.g. a building with 30 tons cooling and 20% safety factor would need 36 tons of cooling. | % capacity above thermal equipment size. Represents an additional heat pump, and not just a larger unit. Most buildings will have 0% redundancy. E.g. a building with 30 tons cooling load with 50% redundancy would have a 30 ton unit and another additional 15 ton unit.
9100 | New CUP | New CUP | 10000 |  |  |  | 2035 | 2100 |  | 2035 | New CUP
7534 | Arts PPA Solar | Solar |  |  |  |  | 2018 | 2100 | [6 empty] | Y
7552 | Cheadle PPA Solar | Solar |  |  |  |  | 2018 | 2100 | [6 empty] | Y
7525 | Davidson PPA Solar | Solar |  |  |  |  | 2018 | 2100 | [6 empty] | Y
7243 | Athletics PPA Solar | Solar |  |  |  |  | 2018 | 2100 | [6 empty] | Y
71120 | Sierra Madre PPA Solar | Solar |  |  |  |  | 2018 | 2100 | [6 empty] | Y
7223 | Theater PPA Solar | Solar |  |  |  |  | 2018 | 2100 | [6 empty] | Y
7591 | Kerr PPA Solar | Solar |  |  |  |  | 2018 | 2100 | [6 empty] | Y
7533 | Robertson Gym PPA Solar | Solar |  |  |  |  | 2016 | 2100 | [6 empty] | Y
7834 | Lot 38 PPA Solar | Solar |  |  |  |  | 2016 | 2100 | [6 empty] | Y
7250 | Mesa Parking PPA Solar | Solar |  |  |  |  | 2017 | 2100 | [6 empty] | Y
7252 | Elings Parking PPA Solar | Solar |  |  |  |  | 2017 | 2100 | [6 empty] | Y
7839 | San Clemente Parking PPA Solar | Solar |  |  |  |  | 2017 | 2100 | [6 empty] | Y
7521 | Bren Hall Solar | Solar |  |  |  |  | 2002 | 2100 | [6 empty] | N
7562 | Carillo Dining Solar | Solar |  |  |  |  | 2007 | 2100 | [6 empty] | N
7578 | Harder Stadium Solar | Solar |  |  |  |  | 2010 | 2100 | [6 empty] | N
7000 | Henley Gate Solar | Solar |  |  |  |  | 2010 | 2100 | [6 empty] | N
7254 | Parking Structure 22 Solar | Solar |  |  |  |  | 2015 | 2100 | [6 empty] | N
7511 | Rec Center II Solar | Solar |  |  |  |  | 2008 | 2100 | [6 empty] | N
8999 | Current District Systems | District Systems | 10000 | Y | Y | N | 2024 | 2035 |  | 2035
8897 | 6759 Navigator Way Bldg. 7 (DFSS) | Office/ Administrative | 36848 | N | N | N | 2021 | 2100 | OFFSITE | 2036 | New Building Heat Pumps | N | 2040
8896 | 6765 Navigator Way Bldg. 6 (DFSS) | Office/ Administrative | 17072 | N | N | N | 2021 | 2100 | OFFSITE | 2036 | New Building Heat Pumps | N | 2040
8895 | 6789 Navigator Way Bldg. 5 (DFSS) | Office/ Administrative | 26621 | N | N | N | 2021 | 2100 | OFFSITE | 2036 | New Building Heat Pumps | N | 2040
8970 | 910 Embarcadero | Office/ Administrative | 4345 | N | N | N | 1960 | 2100 | IV | 2040 | New Building Heat Pumps | N | 2040
8547 | Anacapa Residence Hall | Residences/ Dorms | 78113 | N | N | N | 1958 | 2100 | MAIN | 2035 | New CUP | Y | 2040
8924 | Anacapa Street (NCEAS) | Office/ Administrative | 36820 | N | N | N | 2000 | 2100 | OFFSITE | 2036 | New Building Heat Pumps | N | 2040
8465 | Aquarium Facility | Labs | 5025 | N | N | N | 1943 | 2100 | MAIN | 2035 | New CUP | N | 2040
8501 | Arbor Convenience Store | Other | 4606 | N | N | N | 2005 | 2100 | MAIN | 2035 | New CUP | N | 2040
8880 | Arguello Residence Hall | Residences/ Dorms | 11859 | N | N | N | 2002 | 2100 | MAIN | 2035 | New CUP | N | 2040
8245 | Arnhold Tennis Center | Gymnasium/ Athletic | 1948 | N | N | N | 2021 | 2100 | MAIN | 2035 | New Building Heat Pumps | N | 2040
8840 | Arrowhead 840 | Residences/ Dorms | 9699 | N | N | N | 2008 | 2100 | STORKE | 2040 | New CUP | N | 2040
8841 | Arrowhead 841 | Residences/ Dorms | 50824 | N | N | N | 2008 | 2100 | STORKE | 2040 | New CUP | N | 2040
8850 | Arrowhead 850 | Residences/ Dorms | 18919 | N | N | N | 2008 | 2100 | STORKE | 2040 | New CUP | N | 2040
8534 | Arts | Academic/ Classrooms | 83683 | N | N | N | 1957 | 2100 | MAIN | 2035 | New CUP | Y | 2040
8933 | Aston Avenue (MSI SONGS) | Other | 5962 | N | N | N | 2001 | 2100 | OFFSITE | 2036 | New Building Heat Pumps | N | 2040
8577 | Baseball Lockers | Gymnasium/ Athletic | 1798 | N | N | N | 2005 | 2100 | MAIN | 2035 | New Building Heat Pumps | N | 2040
8502 | Beach Pump | Other | 1552 | N | N | N | 1975 | 2100 | MAIN | 2035 | New Building Heat Pumps | N | 2040
8550 | Beach Pump House | Other | 1100 | N | N | N | 1961 | 2100 | MAIN | 2035 | New Building Heat Pumps | N | 2040
8324 | Bike Shop | Other | 1200 | N | N | N | 2010 | 2100 | MAIN | 2035 | New Building Heat Pumps | N | 2040
8504 | Bio Sci Instruction Facility | Labs | 14006 | N | N | N | 1985 | 2100 | MAIN | 2035 | New CUP | Y | 2040
8539 | Bio Sciences Annex | Labs | 1391 | N | N | N | 1958 | 2100 | MAIN | 2035 | New Building Heat Pumps | N | 2040
8512 | Bioengineering Building | Labs | 85566 | Y | N | N | 2017 | 2100 | MAIN | 2035 | New CUP | Y | 2040
8571 | Biological Sciences II | Labs | 129364 | Y | N | N | 1966 | 2100 | MAIN | 2035 | New CUP | Y | 2040
8569 | Biology Research Lab | Labs | 8184 | N | N | N | 1964 | 2100 | MAIN | 2035 | New CUP | N | 2040
8583 | Bird Aviary | Academic/ Classrooms | 1493 | N | N | N | 1993 | 2100 | STORKE | 2039 | New Building Heat Pumps | N | 2040
8842 | Bradbury 842 | Residences/ Dorms | 53250 | N | N | N | 2008 | 2100 | STORKE | 2040 | New CUP | N | 2040
8849 | Bradbury 849 | Residences/ Dorms | 17335 | N | N | N | 2008 | 2100 | STORKE | 2040 | New CUP | N | 2040
8521 | Bren Hall | Labs | 82972 | Y | N | N | 2002 | 2100 | MAIN | 2035 | New CUP | Y | 2040
8572 | Broida Hall | Labs | 150363 | Y | Y | N | 1967 | 2100 | MAIN | 2035 | New CUP | Y | 2040
8573 | Buchanan Hall | Academic/ Classrooms | 18639 | N | N | N | 1967 | 2100 | MAIN | 2035 | New CUP | Y | 2040
8232 | Building 232 | Office/ Administrative | 2160 | N | N | N | 2003 | 2100 | MAIN | 2035 | New Building Heat Pumps | N | 2040
8351 | Building 351 | Office/ Administrative | 3853 | N | N | N | 1954 | 2100 | WEST | 2038 | New Building Heat Pumps | N | 2040
8402 | Building 402 | Office/ Administrative | 5040 | N | N | N | 1943 | 2100 | MAIN | 2035 | New CUP | N | 2040
8434 | Building 434 | Office/ Administrative | 14272 | N | N | N | 1943 | 2100 | MAIN | 2035 | New CUP | N | 2040
8451 | Building 451 | Office/ Administrative | 4489 | N | N | N | 1943 | 2100 | MAIN | 2035 | New CUP | N | 2040
8477 | Building 477 | Office/ Administrative | 3703 | N | N | N | 1943 | 2100 | MAIN | 2035 | New CUP | N | 2040
8489 | Building 489 | Office/ Administrative | 9058 | N | N | N | 1944 | 2100 | MAIN | 2035 | New CUP | N | 2040
8944 | Cachuma Boat House | Gymnasium/ Athletic | 2250 | N | N | N | 1982 | 2100 | OFFSITE | 2036 | New Building Heat Pumps | N | 2040
8538 | Campbell Hall | Academic/ Classrooms | 14491 | N | N | N | 1961 | 2100 | MAIN | 2035 | New CUP | Y | 2040
8889 | Camuesa Residence Hall | Residences/ Dorms | 11343 | N | N | N | 2002 | 2100 | MAIN | 2035 | New CUP | N | 2040
8562 | Carrillo Dining Commons | Dining Hall | 23346 | N | N | N | 1967 | 2100 | MAIN | 2035 | New CUP | Y | 2040
8843 | Castaic 843 | Residences/ Dorms | 33230 | N | N | N | 2008 | 2100 | STORKE | 2040 | New CUP | N | 2040
8847 | Castaic 847 | Residences/ Dorms | 10953 | N | N | N | 2008 | 2100 | STORKE | 2040 | New CUP | N | 2040
8848 | Castaic 848 | Residences/ Dorms | 2491 | N | N | N | 2008 | 2100 | STORKE | 2040 | New CUP | N | 2040
8851 | Castaic 851 | Residences/ Dorms | 16232 | N | N | N | 2008 | 2100 | STORKE | 2040 | New CUP | N | 2040
8925 | Castilian Drive (A&L Admin) | Other | 5378 | N | N | N | 1996 | 2100 | OFFSITE | 2036 | New Building Heat Pumps | N | 2040
8530 | Centennial House Conf Facil | Office/ Administrative | 985 | N | N | N | 1968 | 2100 | MAIN | 2035 | New Building Heat Pumps | N | 2040
8595 | Central Garage | Other | 3870 | N | N | N | 1974 | 2100 | MAIN | 2035 | New Building Heat Pumps | N | 2040
8336 | Central Garage Office | Other | 320 | N | N | N | 1969 | 2100 | MAIN | 2035 | New Building Heat Pumps | N | 2040
8510 | Central Garage Storage | Other | 168 | N | N | N | 1942 | 2100 | MAIN | 2035 | New Building Heat Pumps | N | 2040
8507 | Central Storehouse | Other | 20926 | N | N | N | 1980 | 2100 | STORKE | 2039 | New CUP | N | 2040
8834 | Charles T. Munger Physics Residence | Residences/ Dorms | 78117 | N | N | N | 2017 | 2100 | STORKE | 2040 | New CUP | N | 2040
8552 | Cheadle Hall | Office/ Administrative | 68143 | N | N | N | 1963 | 2100 | MAIN | 2035 | New CUP | Y | 2040
8557 | Chemistry | Labs | 99298 | Y | N | N | 1964 | 2100 | MAIN | 2035 | New CUP | Y | 2040
8570 | Chemistry Annex | Labs | 6130 | N | N | N | 1964 | 2100 | MAIN | 2035 | New CUP | N | 2040
8406 | Chicano Students Center | Office/ Administrative | 6766 | N | N | N | 1943 | 2100 | MAIN | 2035 | New CUP | N | 2040
8878 | Cienega Residence Hall | Residences/ Dorms | 14777 | N | N | N | 2002 | 2100 | MAIN | 2035 | New CUP | N | 2040
8300 | CLAS | Office/ Administrative | 2160 | N | N | N | 1989 | 2100 | MAIN | 2035 | New Building Heat Pumps | N | 2040
8575 | Cloud Research Lab | Academic/ Classrooms | 3004 | Y | N | N | 1969 | 2100 | MAIN | 2035 | New CUP | Y | 2040
8363 | Coal Oil Point Reserve Office | Office/ Administrative | 448 | N | N | N | 1948 | 2100 | WEST | 2038 | New Building Heat Pumps | N | 2040
8366 | Coal Oil Point Staff Trailer | Office/ Administrative | 1350 | N | N | N | 1997 | 2100 | WEST | 2038 | New Building Heat Pumps | N | 2040
8378 | Communication Trailer | Office/ Administrative | 1440 | N | N | N | 1993 | 2100 | STORKE | 2039 | New Building Heat Pumps | N | 2040
8379 | Communication Trailer 2 | Office/ Administrative | 1440 | N | N | N | 1990 | 2100 | STORKE | 2039 | New Building Heat Pumps | N | 2040
8883 | Condor Residence Hall | Residences/ Dorms | 10622 | N | N | N | 2002 | 2100 | MAIN | 2035 | New CUP | N | 2040
87060 | COPR Nature Center | Other | 5480 | N | N | N | 1960 | 2100 | WEST-D | 2037 | New Building Heat Pumps | N | 2040
8532 | Coral Tree Cafe | Other | 2494 | N | N | N | 1996 | 2100 | MAIN | 2035 | New CUP | N | 2040
8494 | Creative Studies | Academic/ Classrooms | 18260 | N | N | N | 1944 | 2100 | MAIN | 2035 | New CUP | Y | 2040
8891 | Cuyama Residence Hall | Residences/ Dorms | 13935 | N | N | N | 2002 | 2100 | MAIN | 2035 | New CUP | N | 2040
8525 | Davidson Library | Library | 409922 | Y | N | N | 1952 | 2100 | MAIN | 2035 | New CUP | Y | 2040
8875 | De Anza Residence Hall | Office/ Administrative | 10813 | N | N | N | 2002 | 2100 | MAIN | 2035 | New CUP | N | 2040
8549 | De La Guerra Dining Commons | Dining Hall | 32027 | N | N | N | 1958 | 2100 | MAIN | 2035 | New CUP | Y | 2040
87015 | DEV7015 | Other | 1301 | N | N | N | 1960 | 2100 | WEST-D | 2037 | New Building Heat Pumps | N | 2040
87020 | DEV7020 | Other | 8500 | N | N | N | 1960 | 2100 | WEST-D | 2037 | New Building Heat Pumps | N | 2040
87040 | DEV7040 | Other | 5471 | N | N | N | 1949 | 2100 | WEST-D | 2037 | New Building Heat Pumps | N | 2040
87045 | DEV7045 | Other | 9438 | N | N | N | 1980 | 2100 | WEST-D | 2037 | New Building Heat Pumps | N | 2040
87055 | DEV7055 | Other | 24399 | N | N | N | 1925 | 2100 | WEST-D | 2037 | New Building Heat Pumps | N | 2040
87085 | DEV7085 | Other | 4718 | N | N | N | 1969 | 2100 | WEST-D | 2037 | New Building Heat Pumps | N | 2040
87905 | DEV7905 | Other | 5397 | N | N | N | 1965 | 2100 | WEST-D | 2037 | New Building Heat Pumps | N | 2040
87961 | DEV7961 | Other | 11353 | N | N | N | 1960 | 2100 | WEST-D | 2037 | New Building Heat Pumps | N | 2040
8844 | Donner 844 | Residences/ Dorms | 53250 | N | N | N | 2008 | 2100 | STORKE | 2040 | New CUP | N | 2040
8846 | Donner 846 | Residences/ Dorms | 17326 | N | N | N | 2008 | 2100 | STORKE | 2040 | New CUP | N | 2040
8275 | Education Building | Academic/ Classrooms | 93893 | Y | N | N | 2009 | 2100 | MAIN | 2035 | New CUP | Y | 2040
8945 | El Dorado Apartments | Residences/ Dorms | 41936 | N | N | N | 1963 | 2100 | IV | 2040 | New Building Heat Pumps | N | 2040
8524 | Electrical Sub-Station | Other | 2497 | N | N | N | 1942 | 2100 | MAIN | 2035 | New Building Heat Pumps | N | 2040
8266 | Elings Hall | Labs | 111774 | Y | N | N | 2006 | 2100 | MAIN | 2035 | New CUP | Y | 2040
8563 | Ellison Hall | Academic/ Classrooms | 114144 | N | N | N | 1967 | 2100 | MAIN | 2035 | New CUP | Y | 2040
8941 | Embarcadero Hall | Academic/ Classrooms | 12963 | N | N | N | 1970 | 2100 | IV | 2040 | New Building Heat Pumps | N | 2040
8500 | Emergency Generator Station | Other | 103 | N | N | N | 1989 | 2100 | MAIN | 2035 | New Building Heat Pumps | N | 2040
8845 | Encino 845 | Residences/ Dorms | 37953 | N | N | N | 2008 | 2100 | STORKE | 2040 | New CUP | N | 2040
8852 | Encino 852 | Residences/ Dorms | 16232 | N | N | N | 2008 | 2100 | STORKE | 2040 | New CUP | N | 2040
8503 | Engineering II | Labs | 145155 | Y | Y | N | 1986 | 2100 | MAIN | 2035 | New CUP | Y | 2040
8225 | Engineering Science | Labs | 87957 | Y | N | N | 2004 | 2100 | MAIN | 2035 | New CUP | Y | 2040
8380 | Engineering Trailer 380 | Office/ Administrative | 1440 | N | N | N | 1985 | 2100 | MAIN | 2035 | New Building Heat Pumps | N | 2040
8384 | Engineering Trailer 384 | Office/ Administrative | 1434 | N | N | N | 2004 | 2100 | MAIN | 2035 | New Building Heat Pumps | N | 2040
8697 | Engineering Trailer 697 | Office/ Administrative | 727 | N | N | N | 1991 | 2100 | MAIN | 2035 | New Building Heat Pumps | N | 2040
8698 | Engineering Trailer 698 | Office/ Administrative | 1434 | N | N | N | 1991 | 2100 | MAIN | 2035 | New Building Heat Pumps | N | 2040
8699 | Engineering Trailer 699 | Office/ Administrative | 1432 | N | N | N | 1991 | 2100 | MAIN | 2035 | New Building Heat Pumps | N | 2040
8935 | Engineering Trailer 935 | Office/ Administrative | 1440 | N | N | N | 2001 | 2100 | MAIN | 2035 | New Building Heat Pumps | N | 2040
8936 | Engineering Trailer 936 | Office/ Administrative | 1440 | N | N | N | 2001 | 2100 | MAIN | 2035 | New Building Heat Pumps | N | 2040
8565 | Environmental Health & Safety | Office/ Administrative | 15013 | N | N | N | 1992 | 2100 | MAIN | 2035 | New CUP | N | 2040
8505 | Events Center | Gymnasium/ Athletic | 64197 | Y | N | N | 1980 | 2100 | MAIN | 2035 | New CUP | Y | 2040
8934 | Fairview Ave (UCEAP) | Gymnasium/ Athletic | 10840 | N | N | N | 2008 | 2100 | OFFSITE | 2036 | New Building Heat Pumps | N | 2040
8893 | Figueroa Residence Hall | Residences/ Dorms | 10111 | N | N | N | 2002 | 2100 | MAIN | 2035 | New CUP | N | 2040
8205 | Filter / Reservoir House | Office/ Administrative | 4118 | N | N | N | 2001 | 2100 | MAIN | 2035 | New CUP | N | 2040
8597 | First Aid Hostel | Other | 336 | N | N | N | 1989 | 2100 | MAIN | 2035 | New Building Heat Pumps | N | 2040
8343 | Flammable Storage 343 | Other | 406 | N | N | N | 2008 | 2100 | STORKE | 2039 | New Building Heat Pumps | N | 2040
8598 | Flammable Storage 598 | Other | 884 | N | N | N | 1975 | 2100 | MAIN | 2035 | New Building Heat Pumps | N | 2040
8340 | FM Building 340 | Office/ Administrative | 1926 | N | N | N | 1972 | 2100 | STORKE | 2039 | New Building Heat Pumps | N | 2040
8437 | FM Building 437 | Office/ Administrative | 6239 | N | N | N | 1943 | 2100 | MAIN | 2035 | New CUP | N | 2040
8439 | FM Building 439 | Office/ Administrative | 6280 | N | N | N | 1943 | 2100 | MAIN | 2035 | New CUP | N | 2040
8594 | FM Shop | Office/ Administrative | 6040 | N | N | N | 1974 | 2100 | MAIN | 2035 | New CUP | N | 2040
8347 | FM Storage 347 | Office/ Administrative | 319 | N | N | N | 1984 | 2100 | MAIN | 2035 | New Building Heat Pumps | N | 2040
8348 | FM Storage 348 | Office/ Administrative | 319 | N | N | N | 1984 | 2100 | MAIN | 2035 | New Building Heat Pumps | N | 2040
8349 | FM Storage 349 | Office/ Administrative | 319 | N | N | N | 1987 | 2100 | MAIN | 2035 | New Building Heat Pumps | N | 2040
8373 | FM Storage 373 | Office/ Administrative | 320 | N | N | N | 1984 | 2100 | MAIN | 2035 | New Building Heat Pumps | N | 2040
8415 | FM Storage 415 | Office/ Administrative | 144 | N | N | N | 1977 | 2100 | MAIN | 2035 | New Building Heat Pumps | N | 2040
8584 | FM Storage 584 | Office/ Administrative | 8522 | N | N | N | 1967 | 2100 | MAIN | 2035 | New CUP | N | 2040
8370 | FM Trailer 370 | Office/ Administrative | 2880 | N | N | N | 1990 | 2100 | MAIN | 2035 | New Building Heat Pumps | N | 2040
8371 | FM Trailer 371 | Office/ Administrative | 2916 | N | N | N | 1978 | 2100 | MAIN | 2035 | New Building Heat Pumps | N | 2040
8972 | FM Trailer 972 | Office/ Administrative | 2860 | N | N | N | 1994 | 2100 | MAIN | 2035 | New Building Heat Pumps | N | 2040
8932 | Garden Street (MAT) | Office/ Administrative | 400 | N | N | N | 2016 | 2100 | OFFSITE | 2036 | New Building Heat Pumps | N | 2040
8882 | Gaviota Residence Hall | Residences/ Dorms | 10110 | N | N | N | 2002 | 2100 | MAIN | 2035 | New CUP | N | 2040
8564 | Girvetz Hall | Academic/ Classrooms | 48871 | N | N | N | 1955 | 2100 | MAIN | 2035 | New CUP | Y | 2040
8339 | Green Barn Storage | Other | 848 | N | N | N | 1935 | 2100 | STORKE | 2039 | New Building Heat Pumps | N | 2040
8442 | Greenhouse 442 | Academic/ Classrooms | 758 | N | N | N | 2013 | 2100 | MAIN | 2035 | New Building Heat Pumps | N | 2040
8443 | Greenhouse 443 | Academic/ Classrooms | 2770 | N | N | N | 2013 | 2100 | MAIN | 2035 | New Building Heat Pumps | N | 2040
8540 | Greenhouse 540 | Academic/ Classrooms | 6082 | N | N | N | 1960 | 2100 | MAIN | 2035 | New Building Heat Pumps | N | 2040
8541 | Greenhouse 541 | Academic/ Classrooms | 1826 | N | N | N | 2010 | 2100 | MAIN | 2035 | New Building Heat Pumps | N | 2040
8578 | Harder Office | Office/ Administrative | 11500 | N | N | N | 2004 | 2100 | STORKE | 2039 | New CUP | N | 2040
8580 | Harder Stadium | Gymnasium/ Athletic | 32825 | N | N | N | 1966 | 2100 | STORKE | 2039 | New CUP | N | 2040
8556 | Harold Frank Hall | Labs | 100067 | Y | N | N | 1965 | 2100 | MAIN | 2035 | New CUP | Y | 2040
8226 | Henley Hall | Labs | 49908 | Y | N | N | 2020 | 2100 | MAIN | 2035 | New CUP | Y | 2040
8515 | Humanities And Soc Sci Bldg | Academic/ Classrooms | 154547 | Y | N | N | 1996 | 2100 | MAIN | 2035 | New CUP | Y | 2040
8506 | Interactive Learning Pavilion | Academic/ Classrooms | 95000 | Y | N | N | 2023 | 2100 | MAIN | 2035 | New CUP | Y | 2040
8243 | Intercollegiate Athletics | Gymnasium/ Athletic | 44213 | N | N | N | 2005 | 2100 | MAIN | 2035 | New CUP | Y | 2040
8948 | Isla Vista Theater | Academic/ Classrooms | 11385 | N | N | N | 1970 | 2100 | IV | 2040 | New Building Heat Pumps | N | 2040
8950 | IV Community Resources Bldg | Office/ Administrative | 1264 | N | N | N | 1970 | 2100 | IV | 2040 | New Building Heat Pumps | N | 2040
8879 | Jalama Residence Hall | Residences/ Dorms | 11378 | N | N | N | 2002 | 2100 | MAIN | 2035 | New CUP | N | 2040
8591 | Kerr Hall | Academic/ Classrooms | 43678 | N | N | N | 1975 | 2100 | MAIN | 2035 | New CUP | Y | 2040
8567 | Kohn Hall | Academic/ Classrooms | 38038 | Y | N | N | 1994 | 2100 | MAIN | 2035 | New CUP | Y | 2040
8884 | La Cumbre Residence Hall | Residences/ Dorms | 11696 | N | N | N | 2002 | 2100 | MAIN | 2035 | New CUP | N | 2040
8240 | Lake Hemet MWD (ERI) | Other | 80 | N | N | N | 2002 | 2100 | OFFSITE | 2036 | New Building Heat Pumps | N | 2040
8235 | Life Sciences | Labs | 77526 | Y | N | N | 2003 | 2100 | MAIN | 2035 | New CUP | Y | 2040
8876 | Loma Pelona Multipurpose Ctr | Office/ Administrative | 7076 | N | N | N | 2009 | 2100 | MAIN | 2035 | New CUP | N | 2040
8892 | Madulce Residence Hall | Residences/ Dorms | 10727 | N | N | N | 2002 | 2100 | MAIN | 2035 | New CUP | N | 2040
8529 | Main Sewer Pump | Academic/ Classrooms | 2094 | N | N | N | 1952 | 2100 | MAIN | 2035 | New Building Heat Pumps | N | 2040
8555 | Marine Biotechnology Lab | Labs | 36825 | N | N | N | 1963 | 2100 | MAIN | 2035 | New CUP | Y | 2040
8520 | Marine Science Building | Labs | 58881 | Y | N | N | 2004 | 2100 | MAIN | 2035 | New CUP | Y | 2040
8519 | Marine Science Utility Bldg | Labs | 1167 | N | N | N | 2005 | 2100 | MAIN | 2035 | New Building Heat Pumps | N | 2040
8615 | Materials Research Lab | Labs | 37109 | Y | N | N | 1997 | 2100 | MAIN | 2035 | New CUP | Y | 2040
8250 | Mesa Parking | Other | 312746 | N | N | N | 1998 | 2100 | MAIN | 2035 | New Building Heat Pumps | N | 2040
8881 | Miranda Residence Hall | Residences/ Dorms | 14202 | N | N | N | 2002 | 2100 | MAIN | 2035 | New CUP | N | 2040
8383 | Modular Building 383 | Office/ Administrative | 1440 | N | N | N | 2018 | 2100 | MAIN | 2035 | New Building Heat Pumps | N | 2040
8387 | Modular Classroom | Academic/ Classrooms | 2808 | N | N | N | 1998 | 2100 | MAIN | 2035 | New CUP | N | 2040
8592 | Molten Metal Lab | Academic/ Classrooms | 1697 | N | N | N | 1974 | 2100 | MAIN | 2035 | New Building Heat Pumps | N | 2040
8885 | Montecito Residence Hall | Residences/ Dorms | 10197 | N | N | N | 2002 | 2100 | MAIN | 2035 | New CUP | N | 2040
8517 | Mosher Alumni House | Office/ Administrative | 23929 | Y | N | N | 2007 | 2100 | MAIN | 2035 | New CUP | Y | 2040
8334 | MSI Trailer 334 | Office/ Administrative | 520 | N | N | N | 1965 | 2100 | MAIN | 2035 | New Building Heat Pumps | N | 2040
8338 | MSI Trailer 338 | Office/ Administrative | 696 | N | N | N | 1971 | 2100 | MAIN | 2035 | New Building Heat Pumps | N | 2040
8342 | MSI Trailer 342 | Office/ Administrative | 1488 | N | N | N | 1978 | 2100 | MAIN | 2035 | New Building Heat Pumps | N | 2040
8511 | Multi-Activity Center | Gymnasium/ Athletic | 53197 | N | N | N | 2005 | 2100 | MAIN | 2035 | New CUP | Y | 2040
8531 | Music | Academic/ Classrooms | 80924 | Y | N | N | 1954 | 2100 | MAIN | 2035 | New CUP | Y | 2040
8929 | NCOS Gator Barn | Other | 1564 | N | N | N | 2019 | 2100 | NORTH CAMPUS | 2036 | New Building Heat Pumps | N | 2040
8544 | Noble Hall | Labs | 44006 | Y | N | N | 1958 | 2100 | MAIN | 2035 | New CUP | Y | 2040
8535 | North Hall | Academic/ Classrooms | 66119 | Y | N | N | 1960 | 2100 | MAIN | 2035 | New CUP | Y | 2040
8559 | North Sewer Pump Station | Other | 895 | N | N | N | 1969 | 2100 | MAIN | 2035 | New Building Heat Pumps | N | 2040
8585 | North Water Pump Station | Other | 2400 | N | N | N | 1968 | 2100 | STORKE | 2039 | New Building Heat Pumps | N | 2040
8479 | Old Gym And Pool | Gymnasium/ Athletic | 22809 | N | N | N | 1944 | 2100 | MAIN | 2035 | New CUP | Y | 2040
8355 | Orfalea Family Children's Ctr | Other | 13373 | N | N | N | 1965 | 2100 | WEST | 2038 | New Building Heat Pumps | N | 2040
8542 | Ortega Dining Commons | Dining Hall | 23416 | N | N | N | 1956 | 2100 | MAIN | 2035 | New CUP | Y | 2040
8514 | OSEB | Office/ Administrative | 17021 | N | N | N | 2010 | 2100 | MAIN | 2035 | New CUP | N | 2040
8949 | Pardall Center | Office/ Administrative | 3045 | N | N | N | 1973 | 2100 | IV | 2040 | New Building Heat Pumps | N | 2040
8252 | Parking II | Other | 218698 | N | N | N | 2006 | 2100 | MAIN | 2035 | New Building Heat Pumps | N | 2040
8254 | Parking III | Other | 346432 | N | N | N | 2007 | 2100 | MAIN | 2035 | New Building Heat Pumps | N | 2040
8381 | Parking Services | Office/ Administrative | 1617 | N | N | N | 1985 | 2100 | MAIN | 2035 | New Building Heat Pumps | N | 2040
8388 | Parking Services 2 | Office/ Administrative | 2130 | N | N | N | 1991 | 2100 | MAIN | 2035 | New Building Heat Pumps | N | 2040
8890 | Pendola Residence Hall | Residences/ Dorms | 13141 | N | N | N | 2002 | 2100 | MAIN | 2035 | New CUP | N | 2040
8560 | Phelps Hall | Academic/ Classrooms | 134893 | N | N | N | 1965 | 2100 | MAIN | 2035 | New CUP | Y | 2040
8657 | Physical Sciences North | Labs | 93317 | Y | N | N | 1994 | 2100 | MAIN | 2035 | New CUP | Y | 2040
8672 | Physical Sciences South | Labs | 23457 | Y | Y | N | 1994 | 2100 | MAIN | 2035 | New CUP | Y | 2040
8317 | Police 317 | Office/ Administrative | 1456 | N | N | N | 1966 | 2100 | STORKE | 2039 | New Building Heat Pumps | N | 2040
8376 | Police Trailer | Office/ Administrative | 919 | N | N | N | 2001 | 2100 | STORKE | 2039 | New Building Heat Pumps | N | 2040
8277 | Pollock Theater | Other | 14505 | Y | N | N | 2009 | 2100 | MAIN | 2035 | New CUP | Y | 2040
81861 | Portola Dining Commons | Dining Hall | 33961 | N | N | N | 2018 | 2100 | STORKE | 2039 | New CUP | N | 2040
8551 | Psychology | Labs | 48027 | Y | N | N | 1963 | 2100 | MAIN | 2035 | New CUP | Y | 2040
8251 | Psychology East | Labs | 31882 | Y | N | N | 2006 | 2100 | MAIN | 2035 | New CUP | Y | 2040
8574 | Public Safety | Office/ Administrative | 15858 | N | N | N | 1967 | 2100 | STORKE | 2039 | New CUP | N | 2040
8516 | Recreation Center | Gymnasium/ Athletic | 66130 | N | N | N | 1994 | 2100 | MAIN | 2035 | New CUP | Y | 2040
8545 | Recreation Restroom & Storage | Gymnasium/ Athletic | 826 | N | N | N | 1957 | 2100 | MAIN | 2035 | New Building Heat Pumps | N | 2040
8537 | Recreation Storage 537 | Gymnasium/ Athletic | 486 | N | N | N | 1959 | 2100 | MAIN | 2035 | New Building Heat Pumps | N | 2040
8322 | Relocatable 322 | Office/ Administrative | 710 | N | N | N | 1998 | 2100 | MAIN | 2035 | New Building Heat Pumps | N | 2040
8887 | Rincon Residence Hall | Residences/ Dorms | 10112 | N | N | N | 2002 | 2100 | MAIN | 2035 | New CUP | N | 2040
8533 | Robertson Gym | Gymnasium/ Athletic | 79276 | N | N | N | 1957 | 2100 | MAIN | 2035 | New CUP | Y | 2040
8839 | San Clemente Parking IV | Other | 268168 | N | N | N | 2008 | 2100 | STORKE | 2040 | New Building Heat Pumps | N | 2040
8553 | San Miguel Residence Hall | Residences/ Dorms | 85414 | N | N | N | 1962 | 2100 | MAIN | 2035 | New CUP | Y | 2040
8561 | San Nicolas Residence Hall | Residences/ Dorms | 84950 | N | N | N | 1964 | 2100 | MAIN | 2035 | New CUP | Y | 2040
8587 | San Rafael Cluster | Residences/ Dorms | 48012 | N | N | N | 1967 | 2100 | MAIN | 2035 | New CUP | Y | 2040
8400 | San Rafael Pool Dressing Room | Residences/ Dorms | 418 | N | N | N | 1971 | 2100 | MAIN | 2035 | New CUP | Y | 2040
8586 | San Rafael Tower | Residences/ Dorms | 61473 | N | N | N | 1967 | 2100 | MAIN | 2035 | New CUP | Y | 2040
8860 | Santa Catalina Res Hall | Residences/ Dorms | 251100 | N | N | N | 1966 | 2100 | STORKE | 2039 | New Building Heat Pumps | N | 2040
8392 | Santa Cruz Isle Facility 2 | Other | 2285 | N | N | N | 1967 | 2100 | NATRES | 2045 | New Building Heat Pumps | N | 2040
8393 | Santa Cruz Isle Facility 3 | Other | 1160 | N | N | N | 1967 | 2100 | NATRES | 2045 | New Building Heat Pumps | N | 2040
8394 | Santa Cruz Isle Facility 4 | Other | 441 | N | N | N | 1983 | 2100 | NATRES | 2045 | New Building Heat Pumps | N | 2040
8395 | Santa Cruz Isle Facility 5 | Other | 426 | N | N | N | 1983 | 2100 | NATRES | 2045 | New Building Heat Pumps | N | 2040
8396 | Santa Cruz Isle Facility 6 | Other | 426 | N | N | N | 1983 | 2100 | NATRES | 2045 | New Building Heat Pumps | N | 2040
8397 | Santa Cruz Isle Facility 7 | Other | 426 | N | N | N | 1983 | 2100 | NATRES | 2045 | New Building Heat Pumps | N | 2040
8398 | Santa Cruz Isle Facility 8 | Other | 644 | N | N | N | 1983 | 2100 | NATRES | 2045 | New Building Heat Pumps | N | 2040
8399 | Santa Cruz Isle Facility 9 | Other | 192 | N | N | N | 1983 | 2100 | NATRES | 2045 | New Building Heat Pumps | N | 2040
8329 | Santa Cruz Isle Mgrs Res | Other | 1684 | N | N | N | 1964 | 2100 | NATRES | 2045 | New Building Heat Pumps | N | 2040
8391 | Santa Cruz Isle Stwrd House | Other | 322 | N | N | N | 1983 | 2100 | NATRES | 2045 | New Building Heat Pumps | N | 2040
8548 | Santa Cruz Residence Hall | Residences/ Dorms | 78114 | N | N | N | 1958 | 2100 | MAIN | 2035 | New CUP | Y | 2040
8527 | Santa Rosa Residence Hall | Residences/ Dorms | 84495 | N | N | N | 1954 | 2100 | MAIN | 2035 | New CUP | Y | 2040
8808 | Santa Ynez Activities 808 | Residences/ Dorms | 1205 | N | N | N | 1980 | 2100 | STORKE | 2040 | New CUP | N | 2040
8815 | Santa Ynez Activities 815 | Residences/ Dorms | 1205 | N | N | N | 1980 | 2100 | STORKE | 2040 | New CUP | N | 2040
8823 | Santa Ynez Activities 823 | Residences/ Dorms | 1205 | N | N | N | 1980 | 2100 | STORKE | 2040 | New CUP | N | 2040
8831 | Santa Ynez Activities 831 | Residences/ Dorms | 1205 | N | N | N | 1986 | 2100 | STORKE | 2040 | New CUP | N | 2040
8805 | Santa Ynez Apartments 805 | Residences/ Dorms | 7156 | N | N | N | 1980 | 2100 | STORKE | 2040 | New CUP | N | 2040
8806 | Santa Ynez Apartments 806 | Residences/ Dorms | 7832 | N | N | N | 1980 | 2100 | STORKE | 2040 | New CUP | N | 2040
8807 | Santa Ynez Apartments 807 | Residences/ Dorms | 7156 | N | N | N | 1980 | 2100 | STORKE | 2040 | New CUP | N | 2040
8809 | Santa Ynez Apartments 809 | Residences/ Dorms | 2619 | N | N | N | 1980 | 2100 | STORKE | 2040 | New CUP | N | 2040
8810 | Santa Ynez Apartments 810 | Residences/ Dorms | 10734 | N | N | N | 1980 | 2100 | STORKE | 2040 | New CUP | N | 2040
8811 | Santa Ynez Apartments 811 | Residences/ Dorms | 6197 | N | N | N | 1980 | 2100 | STORKE | 2040 | New CUP | N | 2040
8812 | Santa Ynez Apartments 812 | Residences/ Dorms | 9167 | N | N | N | 1980 | 2100 | STORKE | 2040 | New CUP | N | 2040
8813 | Santa Ynez Apartments 813 | Residences/ Dorms | 7764 | N | N | N | 1980 | 2100 | STORKE | 2040 | New CUP | N | 2040
8814 | Santa Ynez Apartments 814 | Residences/ Dorms | 7764 | N | N | N | 1980 | 2100 | STORKE | 2040 | New CUP | N | 2040
8816 | Santa Ynez Apartments 816 | Residences/ Dorms | 8050 | N | N | N | 1980 | 2100 | STORKE | 2040 | New CUP | N | 2040
8819 | Santa Ynez Apartments 819 | Residences/ Dorms | 9843 | N | N | N | 1980 | 2100 | STORKE | 2040 | New CUP | N | 2040
8820 | Santa Ynez Apartments 820 | Residences/ Dorms | 9775 | N | N | N | 1980 | 2100 | STORKE | 2040 | New CUP | N | 2040
8821 | Santa Ynez Apartments 821 | Residences/ Dorms | 10734 | N | N | N | 1980 | 2100 | STORKE | 2040 | New CUP | N | 2040
8822 | Santa Ynez Apartments 822 | Residences/ Dorms | 5589 | N | N | N | 1980 | 2100 | STORKE | 2040 | New CUP | N | 2040
8824 | Santa Ynez Apartments 824 | Residences/ Dorms | 11410 | N | N | N | 1980 | 2100 | STORKE | 2040 | New CUP | N | 2040
8825 | Santa Ynez Apartments 825 | Residences/ Dorms | 11342 | N | N | N | 1980 | 2100 | STORKE | 2040 | New CUP | N | 2040
8826 | Santa Ynez Apartments 826 | Residences/ Dorms | 7156 | N | N | N | 1986 | 2100 | STORKE | 2040 | New CUP | N | 2040
8827 | Santa Ynez Apartments 827 | Residences/ Dorms | 11410 | N | N | N | 1986 | 2100 | STORKE | 2040 | New CUP | N | 2040
8828 | Santa Ynez Apartments 828 | Residences/ Dorms | 9167 | N | N | N | 1986 | 2100 | STORKE | 2040 | New CUP | N | 2040
8829 | Santa Ynez Apartments 829 | Residences/ Dorms | 10734 | N | N | N | 1986 | 2100 | STORKE | 2040 | New CUP | N | 2040
8830 | Santa Ynez Apartments 830 | Residences/ Dorms | 6197 | N | N | N | 1986 | 2100 | STORKE | 2040 | New CUP | N | 2040
8817 | Santa Ynez Laundry | Residences/ Dorms | 1991 | N | N | N | 1980 | 2100 | STORKE | 2040 | New CUP | N | 2040
8818 | Santa Ynez Office Shop | Residences/ Dorms | 2757 | N | N | N | 1980 | 2100 | STORKE | 2040 | New CUP | N | 2040
8832 | Santa Ynez Shop 832 | Residences/ Dorms | 3152 | N | N | N | 1986 | 2100 | STORKE | 2040 | New CUP | N | 2040
8288 | Sedg Directors Residence | Residences/ Dorms | 1192 | N | N | N | 2009 | 2100 | NATRES | 2045 | New Building Heat Pumps | N | 2040
8284 | Sedg Modular Residence II | Residences/ Dorms | 1166 | N | N | N | 2017 | 2100 | NATRES | 2045 | New Building Heat Pumps | N | 2040
8285 | Sedg Tipton Meeting House | Office/ Administrative | 3778 | N | N | N | 2011 | 2100 | NATRES | 2045 | New Building Heat Pumps | N | 2040
81127 | Sierra Madre Apartments | Residences/ Dorms | 45353 | N | N | N | 2016 | 2100 | NORTH CAMPUS | 2036 | New Building Heat Pumps | N | 2040
81122 | Sierra Madre Berryessa Village | Residences/ Dorms | 31358 | N | N | N | 2015 | 2100 | NORTH CAMPUS | 2036 | New Building Heat Pumps | N | 2040
81125 | Sierra Madre Havasu Village | Residences/ Dorms | 31333 | N | N | N | 2015 | 2100 | NORTH CAMPUS | 2036 | New Building Heat Pumps | N | 2040
81121 | Sierra Madre Laguna Village | Residences/ Dorms | 26670 | N | N | N | 2015 | 2100 | NORTH CAMPUS | 2036 | New Building Heat Pumps | N | 2040
81126 | Sierra Madre Miramar Center | Residences/ Dorms | 6295 | N | N | N | 2015 | 2100 | NORTH CAMPUS | 2036 | New Building Heat Pumps | N | 2040
81120 | Sierra Madre Recreation Center | Other | 3343 | N | N | N | 2015 | 2100 | NORTH CAMPUS | 2036 | New Building Heat Pumps | N | 2040
81123 | Sierra Madre Toluca Village | Residences/ Dorms | 31275 | N | N | N | 2015 | 2100 | NORTH CAMPUS | 2036 | New Building Heat Pumps | N | 2040
81124 | SierraMadre Nacimiento Village | Residences/ Dorms | 30961 | N | N | N | 2015 | 2100 | NORTH CAMPUS | 2036 | New Building Heat Pumps | N | 2040
81868 | SJ Calaveras Court #1868 | Residences/ Dorms | 10450 | N | N | N | 2018 | 2100 | STORKE | 2039 | New Building Heat Pumps | N | 2040
81869 | SJ Calaveras Court #1869 | Residences/ Dorms | 10014 | N | N | N | 2018 | 2100 | STORKE | 2039 | New Building Heat Pumps | N | 2040
81870 | SJ Calaveras Court #1870 | Residences/ Dorms | 9354 | N | N | N | 2018 | 2100 | STORKE | 2039 | New Building Heat Pumps | N | 2040
81871 | SJ Calaveras Court #1871 | Residences/ Dorms | 1391 | N | N | N | 2018 | 2100 | STORKE | 2039 | New Building Heat Pumps | N | 2040
81872 | SJ Calaveras Court #1872 | Residences/ Dorms | 1481 | N | N | N | 2018 | 2100 | STORKE | 2039 | New Building Heat Pumps | N | 2040
81873 | SJ Calaveras Court #1873 | Residences/ Dorms | 11072 | N | N | N | 2018 | 2100 | STORKE | 2039 | New Building Heat Pumps | N | 2040
81865 | SJ Elsinore Court #1865 | Residences/ Dorms | 11485 | N | N | N | 2018 | 2100 | STORKE | 2039 | New Building Heat Pumps | N | 2040
81866 | SJ Elsinore Court #1866 | Residences/ Dorms | 8308 | N | N | N | 2018 | 2100 | STORKE | 2039 | New Building Heat Pumps | N | 2040
81867 | SJ Elsinore Court #1867 | Residences/ Dorms | 12555 | N | N | N | 2018 | 2100 | STORKE | 2039 | New Building Heat Pumps | N | 2040
81874 | SJ Malibu Court #1874 | Residences/ Dorms | 10680 | N | N | N | 2018 | 2100 | STORKE | 2039 | New Building Heat Pumps | N | 2040
81875 | SJ Malibu Court #1875 | Residences/ Dorms | 11014 | N | N | N | 2018 | 2100 | STORKE | 2039 | New Building Heat Pumps | N | 2040
81876 | SJ Malibu Court #1876 | Residences/ Dorms | 8084 | N | N | N | 2018 | 2100 | STORKE | 2039 | New Building Heat Pumps | N | 2040
81877 | SJ Malibu Court #1877 | Residences/ Dorms | 11058 | N | N | N | 2018 | 2100 | STORKE | 2039 | New Building Heat Pumps | N | 2040
81878 | SJ Ramona Court #1878 | Residences/ Dorms | 1297 | N | N | N | 2018 | 2100 | STORKE | 2039 | New Building Heat Pumps | N | 2040
81879 | SJ Ramona Court #1879 | Residences/ Dorms | 10830 | N | N | N | 2018 | 2100 | STORKE | 2039 | New Building Heat Pumps | N | 2040
81880 | SJ Ramona Court #1880 | Residences/ Dorms | 6982 | N | N | N | 2018 | 2100 | STORKE | 2039 | New Building Heat Pumps | N | 2040
81881 | SJ Ramona Court #1881 | Residences/ Dorms | 1000 | N | N | N | 2018 | 2100 | STORKE | 2039 | New Building Heat Pumps | N | 2040
81882 | SJ Ramona Court #1882 | Residences/ Dorms | 11228 | N | N | N | 2018 | 2100 | STORKE | 2039 | New Building Heat Pumps | N | 2040
81864 | SJ Tenaya North #1864 | Residences/ Dorms | 41764 | N | N | N | 2018 | 2100 | STORKE | 2039 | New Building Heat Pumps | N | 2040
81862 | SJ Tenaya South #1862 | Residences/ Dorms | 48884 | N | N | N | 2018 | 2100 | STORKE | 2039 | New Building Heat Pumps | N | 2040
81863 | SJ Tenaya South #1863 | Residences/ Dorms | 1252 | N | N | N | 2018 | 2100 | STORKE | 2039 | New Building Heat Pumps | N | 2040
8966 | SNARL Animal Quarters | Other | 292 | N | N | N | 1954 | 2100 | NATRES | 2045 | New Building Heat Pumps | N | 2040
8962 | SNARL Classroom | Academic/ Classrooms | 2696 | N | N | N | 2015 | 2100 | NATRES | 2045 | New Building Heat Pumps | N | 2040
8958 | SNARL Container Residence | Other | 629 | N | N | N | 2020 | 2100 | NATRES | 2045 | New Building Heat Pumps | N | 2040
8963 | SNARL Dormitory | Residences/ Dorms | 1984 | N | N | N | 1985 | 2100 | NATRES | 2045 | New Building Heat Pumps | N | 2040
8960 | SNARL Fish Lab | Labs | 1106 | N | N | N | 1965 | 2100 | NATRES | 2045 | New Building Heat Pumps | N | 2040
8965 | SNARL Garage | Other | 2400 | N | N | N | 1998 | 2100 | NATRES | 2045 | New Building Heat Pumps | N | 2040
8961 | SNARL Green Church | Other | 1304 | N | N | N | 1954 | 2100 | NATRES | 2045 | New Building Heat Pumps | N | 2040
8964 | SNARL Headquarters | Office/ Administrative | 3063 | N | N | N | 1935 | 2100 | NATRES | 2045 | New Building Heat Pumps | N | 2040
8951 | SNARL Lab | Labs | 4166 | N | N | N | 1940 | 2100 | NATRES | 2045 | New Building Heat Pumps | N | 2040
8952 | SNARL Residence 1 | Residences/ Dorms | 1312 | N | N | N | 1938 | 2100 | NATRES | 2045 | New Building Heat Pumps | N | 2040
8953 | SNARL Residence 2 | Residences/ Dorms | 2399 | N | N | N | 1940 | 2100 | NATRES | 2045 | New Building Heat Pumps | N | 2040
8954 | SNARL Residence 3 | Residences/ Dorms | 674 | N | N | N | 1940 | 2100 | NATRES | 2045 | New Building Heat Pumps | N | 2040
8955 | SNARL Residence 4 | Residences/ Dorms | 730 | N | N | N | 1940 | 2100 | NATRES | 2045 | New Building Heat Pumps | N | 2040
8956 | SNARL Residence 5 | Residences/ Dorms | 424 | N | N | N | 1940 | 2100 | NATRES | 2045 | New Building Heat Pumps | N | 2040
8957 | SNARL Storage | Other | 175 | N | N | N | 1940 | 2100 | NATRES | 2045 | New Building Heat Pumps | N | 2040
8276 | Social Sciences & Media Stds | Academic/ Classrooms | 92769 | Y | N | N | 2009 | 2100 | MAIN | 2035 | New CUP | Y | 2040
8528 | South Hall | Academic/ Classrooms | 131668 | N | N | N | 1969 | 2100 | MAIN | 2035 | New CUP | Y | 2040
8579 | South Sewer Pump Station | Other | 462 | N | N | N | 1965 | 2100 | MAIN | 2035 | New Building Heat Pumps | N | 2040
8802 | Storage Bunker 802 | Other | 1352 | N | N | N | 1942 | 2100 | STORKE | 2039 | New CUP | N | 2040
8758 | Storke Apartments 758 | Residences/ Dorms | 4093 | N | N | N | 1972 | 2100 | STORKE | 2039 | New Building Heat Pumps | N | 2040
8759 | Storke Apartments 759 | Residences/ Dorms | 9026 | N | N | N | 1972 | 2100 | STORKE | 2039 | New Building Heat Pumps | N | 2040
8760 | Storke Apartments 760 | Residences/ Dorms | 6583 | N | N | N | 1972 | 2100 | STORKE | 2039 | New Building Heat Pumps | N | 2040
8761 | Storke Apartments 761 | Residences/ Dorms | 9855 | N | N | N | 1972 | 2100 | STORKE | 2039 | New Building Heat Pumps | N | 2040
8762 | Storke Apartments 762 | Residences/ Dorms | 8217 | N | N | N | 1972 | 2100 | STORKE | 2039 | New Building Heat Pumps | N | 2040
8763 | Storke Apartments 763 | Residences/ Dorms | 8217 | N | N | N | 1972 | 2100 | STORKE | 2039 | New Building Heat Pumps | N | 2040
8764 | Storke Apartments 764 | Residences/ Dorms | 8217 | N | N | N | 1972 | 2100 | STORKE | 2039 | New Building Heat Pumps | N | 2040
8765 | Storke Apartments 765 | Residences/ Dorms | 8205 | N | N | N | 1972 | 2100 | STORKE | 2039 | New Building Heat Pumps | N | 2040
8766 | Storke Apartments 766 | Residences/ Dorms | 9827 | N | N | N | 1972 | 2100 | STORKE | 2039 | New Building Heat Pumps | N | 2040
8767 | Storke Apartments 767 | Residences/ Dorms | 9839 | N | N | N | 1972 | 2100 | STORKE | 2039 | New Building Heat Pumps | N | 2040
8768 | Storke Apartments 768 | Residences/ Dorms | 9815 | N | N | N | 1972 | 2100 | STORKE | 2039 | New Building Heat Pumps | N | 2040
8769 | Storke Apartments 769 | Residences/ Dorms | 9839 | N | N | N | 1972 | 2100 | STORKE | 2039 | New Building Heat Pumps | N | 2040
8770 | Storke Apartments 770 | Residences/ Dorms | 9815 | N | N | N | 1972 | 2100 | STORKE | 2039 | New Building Heat Pumps | N | 2040
8771 | Storke Apartments 771 | Residences/ Dorms | 7413 | N | N | N | 1972 | 2100 | STORKE | 2039 | New Building Heat Pumps | N | 2040
8772 | Storke Apartments 772 | Residences/ Dorms | 2463 | N | N | N | 1972 | 2100 | STORKE | 2039 | New Building Heat Pumps | N | 2040
8773 | Storke Apartments 773 | Residences/ Dorms | 7413 | N | N | N | 1972 | 2100 | STORKE | 2039 | New Building Heat Pumps | N | 2040
8774 | Storke Apartments 774 | Residences/ Dorms | 3272 | N | N | N | 1972 | 2100 | STORKE | 2039 | New Building Heat Pumps | N | 2040
8775 | Storke Apartments 775 | Residences/ Dorms | 7396 | N | N | N | 1972 | 2100 | STORKE | 2039 | New Building Heat Pumps | N | 2040
8776 | Storke Apartments 776 | Residences/ Dorms | 4093 | N | N | N | 1972 | 2100 | STORKE | 2039 | New Building Heat Pumps | N | 2040
8777 | Storke Apartments 777 | Residences/ Dorms | 8205 | N | N | N | 1972 | 2100 | STORKE | 2039 | New Building Heat Pumps | N | 2040
8779 | Storke Apartments 779 | Residences/ Dorms | 6563 | N | N | N | 1972 | 2100 | STORKE | 2039 | New Building Heat Pumps | N | 2040
8780 | Storke Apartments 780 | Residences/ Dorms | 9034 | N | N | N | 1972 | 2100 | STORKE | 2039 | New Building Heat Pumps | N | 2040
8781 | Storke Apartments 781 | Residences/ Dorms | 9034 | N | N | N | 1972 | 2100 | STORKE | 2039 | New Building Heat Pumps | N | 2040
8782 | Storke Apartments 782 | Residences/ Dorms | 7392 | N | N | N | 1972 | 2100 | STORKE | 2039 | New Building Heat Pumps | N | 2040
8783 | Storke Apartments 783 | Residences/ Dorms | 7392 | N | N | N | 1972 | 2100 | STORKE | 2039 | New Building Heat Pumps | N | 2040
8784 | Storke Apartments 784 | Residences/ Dorms | 9055 | N | N | N | 1972 | 2100 | STORKE | 2039 | New Building Heat Pumps | N | 2040
8785 | Storke Apartments 785 | Residences/ Dorms | 7396 | N | N | N | 1972 | 2100 | STORKE | 2039 | New Building Heat Pumps | N | 2040
8787 | Storke Apartments 787 | Residences/ Dorms | 8205 | N | N | N | 1972 | 2100 | STORKE | 2039 | New Building Heat Pumps | N | 2040
8788 | Storke Apartments 788 | Residences/ Dorms | 6563 | N | N | N | 1972 | 2100 | STORKE | 2039 | New Building Heat Pumps | N | 2040
8789 | Storke Apartments 789 | Residences/ Dorms | 6563 | N | N | N | 1972 | 2100 | STORKE | 2039 | New Building Heat Pumps | N | 2040
8790 | Storke Apartments 790 | Residences/ Dorms | 3272 | N | N | N | 1972 | 2100 | STORKE | 2039 | New Building Heat Pumps | N | 2040
8791 | Storke Apartments 791 | Residences/ Dorms | 3272 | N | N | N | 1972 | 2100 | STORKE | 2039 | New Building Heat Pumps | N | 2040
8792 | Storke Apartments 792 | Residences/ Dorms | 6600 | N | N | N | 1972 | 2100 | STORKE | 2039 | New Building Heat Pumps | N | 2040
8793 | Storke Apartments 793 | Residences/ Dorms | 4073 | N | N | N | 1972 | 2100 | STORKE | 2039 | New Building Heat Pumps | N | 2040
8794 | Storke Apartments 794 | Residences/ Dorms | 7028 | N | N | N | 1982 | 2100 | STORKE | 2039 | New Building Heat Pumps | N | 2040
8795 | Storke Apartments 795 | Residences/ Dorms | 7028 | N | N | N | 1982 | 2100 | STORKE | 2039 | New Building Heat Pumps | N | 2040
8796 | Storke Apartments 796 | Residences/ Dorms | 5278 | N | N | N | 1982 | 2100 | STORKE | 2039 | New Building Heat Pumps | N | 2040
8797 | Storke Apartments 797 | Residences/ Dorms | 10519 | N | N | N | 1982 | 2100 | STORKE | 2039 | New Building Heat Pumps | N | 2040
8798 | Storke Apartments 798 | Residences/ Dorms | 7028 | N | N | N | 1982 | 2100 | STORKE | 2039 | New Building Heat Pumps | N | 2040
8799 | Storke Apt Community Bldg | Other | 1205 | N | N | N | 1982 | 2100 | STORKE | 2039 | New Building Heat Pumps | N | 2040
8589 | Storke Publications | Office/ Administrative | 9223 | N | N | N | 1968 | 2100 | MAIN | 2035 | New CUP | N | 2040
8778 | Storke Service 778 | Office/ Administrative | 1061 | N | N | N | 1972 | 2100 | STORKE | 2039 | New Building Heat Pumps | N | 2040
8786 | Storke Service 786 | Office/ Administrative | 1438 | N | N | N | 1972 | 2100 | STORKE | 2039 | New Building Heat Pumps | N | 2040
8568 | Student Affairs & Admin Svs | Office/ Administrative | 77755 | Y | N | N | 1996 | 2100 | MAIN | 2035 | New CUP | Y | 2040
8518 | Student Greenhouse | Academic/ Classrooms | 891 | N | N | N | 1980 | 2100 | STORKE | 2039 | New Building Heat Pumps | N | 2040
8588 | Student Health | Other | 39225 | N | N | N | 1968 | 2100 | MAIN | 2035 | New CUP | Y | 2040
8335 | Student Resident Life Trailer | Office/ Administrative | 1800 | N | N | N | 2002 | 2100 | MAIN | 2035 | New Building Heat Pumps | N | 2040
8221 | Student Resource Building | Office/ Administrative | 67427 | Y | N | N | 2007 | 2100 | MAIN | 2035 | New CUP | Y | 2040
8599 | Student Services | Office/ Administrative | 15506 | N | N | N | 1984 | 2100 | MAIN | 2035 | New CUP | N | 2040
8877 | Tecolote Residence Hall | Residences/ Dorms | 10193 | N | N | N | 2002 | 2100 | MAIN | 2035 | New CUP | N | 2040
8886 | Tepusquet Residence Hall | Residences/ Dorms | 11027 | N | N | N | 2002 | 2100 | MAIN | 2035 | New CUP | N | 2040
8581 | The Club | Residences/ Dorms | 29825 | N | N | N | 1967 | 2100 | MAIN | 2035 | New CUP | Y | 2040
8200 | The Reef | Academic/ Classrooms | 1034 | N | N | N | 2001 | 2100 | MAIN | 2035 | New Building Heat Pumps | N | 2040
8554 | Theater & Dance East | Academic/ Classrooms | 33945 | N | N | N | 1963 | 2100 | MAIN | 2035 | New CUP | Y | 2040
8223 | Theater & Dance West | Academic/ Classrooms | 32749 | Y | N | N | 2007 | 2100 | MAIN | 2035 | New CUP | Y | 2040
8937 | Trailer 937 | Office/ Administrative | 2160 | N | N | N | 2001 | 2100 | MAIN | 2035 | New Building Heat Pumps | N | 2040
8939 | Trailer 939 | Office/ Administrative | 2160 | N | N | N | 2001 | 2100 | MAIN | 2035 | New Building Heat Pumps | N | 2040
8942 | Trailer 942 | Office/ Administrative | 1440 | N | N | N | 2001 | 2100 | MAIN | 2035 | New Building Heat Pumps | N | 2040
8375 | Transportation Services | Office/ Administrative | 1440 | N | N | N | 1989 | 2100 | MAIN | 2035 | New Building Heat Pumps | N | 2040
8558 | University Center | Other | 159040 | N | N | N | 1964 | 2100 | MAIN | 2035 | New CUP | Y | 2040
8543 | University House | Residences/ Dorms | 5243 | N | N | N | 1964 | 2100 | MAIN | 2035 | New CUP | N | 2040
8985 | VALENTINE Caretaker's Cabin 985 | Other | 721 | N | N | N | 1920 | 2100 | NATRES | 2045 | New Building Heat Pumps | N | 2040
8986 | VALENTINE Caretaker's Cabin 986 | Other | 403 | N | N | N | 1920 | 2100 | NATRES | 2045 | New Building Heat Pumps | N | 2040
8984 | VALENTINE Cookhouse | Other | 739 | N | N | N | 1920 | 2100 | NATRES | 2045 | New Building Heat Pumps | N | 2040
8992 | VALENTINE Dining Shed | Other | 280 | N | N | N | 1920 | 2100 | NATRES | 2045 | New Building Heat Pumps | N | 2040
8989 | VALENTINE Ed Center | Other | 918 | N | N | N | 1920 | 2100 | NATRES | 2045 | New Building Heat Pumps | N | 2040
8987 | VALENTINE Kohler Shed | Other | 360 | N | N | N | 1920 | 2100 | NATRES | 2045 | New Building Heat Pumps | N | 2040
8983 | VALENTINE Old Cabin | Other | 1138 | N | N | N | 1920 | 2100 | NATRES | 2045 | New Building Heat Pumps | N | 2040
8990 | VALENTINE Private Cabin | Other | 1979 | N | N | N | 1920 | 2100 | NATRES | 2045 | New Building Heat Pumps | N | 2040
8991 | VALENTINE Storage Shed | Other | 176 | N | N | N | 1920 | 2100 | NATRES | 2045 | New Building Heat Pumps | N | 2040
8982 | VALENTINE University Cabin | Other | 1259 | N | N | N | 1920 | 2100 | NATRES | 2045 | New Building Heat Pumps | N | 2040
8988 | VALENTINE Wood Shed | Other | 203 | N | N | N | 1920 | 2100 | NATRES | 2045 | New Building Heat Pumps | N | 2040
8526 | Webb Hall | Labs | 43449 | Y | N | N | 1952 | 2100 | MAIN | 2035 | New CUP | Y | 2040
87000 | West 7000 | Other | 1885 | N | N | N | 1960 | 2100 | WEST-D | 2037 | New Building Heat Pumps | N | 2040
87935 | West 7935 | Other | 1320 | N | N | N | 1960 | 2100 | WEST-D | 2037 | New Building Heat Pumps | N | 2040
87945 | West 7945 | Other | 1749 | N | N | N | 1960 | 2100 | WEST-D | 2037 | New Building Heat Pumps | N | 2040
87950 | West 7950 | Other | 3914 | N | N | N | 1960 | 2100 | WEST-D | 2037 | New Building Heat Pumps | N | 2040
87955 | West 7955 | Other | 3726 | N | N | N | 1960 | 2100 | WEST-D | 2037 | New Building Heat Pumps | N | 2040
87965 | West 7965 | Other | 3547 | N | N | N | 1998 | 2100 | WEST-D | 2037 | New Building Heat Pumps | N | 2040
87966 | West 7966 | Other | 3547 | N | N | N | 1998 | 2100 | WEST-D | 2037 | New Building Heat Pumps | N | 2040
8360 | West Animal Compound | Other | 1059 | N | N | N | 1921 | 2100 | WEST | 2038 | New Building Heat Pumps | N | 2040
8701 | West Apartment 701 | Residences/ Dorms | 4100 | N | N | N | 1961 | 2100 | WEST | 2038 | New Building Heat Pumps | N | 2040
8702 | West Apartment 702 | Residences/ Dorms | 2942 | N | N | N | 1961 | 2100 | WEST | 2038 | New Building Heat Pumps | N | 2040
8703 | West Apartment 703 | Residences/ Dorms | 8200 | N | N | N | 1961 | 2100 | WEST | 2038 | New Building Heat Pumps | N | 2040
8704 | West Apartment 704 | Residences/ Dorms | 3672 | N | N | N | 1961 | 2100 | WEST | 2038 | New Building Heat Pumps | N | 2040
8705 | West Apartment 705 | Residences/ Dorms | 4100 | N | N | N | 1961 | 2100 | WEST | 2038 | New Building Heat Pumps | N | 2040
8706 | West Apartment 706 | Residences/ Dorms | 4100 | N | N | N | 1961 | 2100 | WEST | 2038 | New Building Heat Pumps | N | 2040
8707 | West Apartment 707 | Residences/ Dorms | 4100 | N | N | N | 1961 | 2100 | WEST | 2038 | New Building Heat Pumps | N | 2040
8708 | West Apartment 708 | Residences/ Dorms | 4100 | N | N | N | 1961 | 2100 | WEST | 2038 | New Building Heat Pumps | N | 2040
8709 | West Apartment 709 | Residences/ Dorms | 2942 | N | N | N | 1961 | 2100 | WEST | 2038 | New Building Heat Pumps | N | 2040
8710 | West Apartment 710 | Residences/ Dorms | 4413 | N | N | N | 1961 | 2100 | WEST | 2038 | New Building Heat Pumps | N | 2040
8711 | West Apartment 711 | Residences/ Dorms | 4100 | N | N | N | 1961 | 2100 | WEST | 2038 | New Building Heat Pumps | N | 2040
8712 | West Apartment 712 | Residences/ Dorms | 4100 | N | N | N | 1961 | 2100 | WEST | 2038 | New Building Heat Pumps | N | 2040
8713 | West Apartment 713 | Residences/ Dorms | 2942 | N | N | N | 1961 | 2100 | WEST | 2038 | New Building Heat Pumps | N | 2040
8714 | West Apartment 714 | Residences/ Dorms | 4100 | N | N | N | 1961 | 2100 | WEST | 2038 | New Building Heat Pumps | N | 2040
8715 | West Apartment 715 | Residences/ Dorms | 4100 | N | N | N | 1961 | 2100 | WEST | 2038 | New Building Heat Pumps | N | 2040
8716 | West Apartment 716 | Residences/ Dorms | 3672 | N | N | N | 1961 | 2100 | WEST | 2038 | New Building Heat Pumps | N | 2040
8717 | West Apartment 717 | Residences/ Dorms | 4100 | N | N | N | 1961 | 2100 | WEST | 2038 | New Building Heat Pumps | N | 2040
8718 | West Apartment 718 | Residences/ Dorms | 4413 | N | N | N | 1961 | 2100 | WEST | 2038 | New Building Heat Pumps | N | 2040
8719 | West Apartment 719 | Residences/ Dorms | 4413 | N | N | N | 1961 | 2100 | WEST | 2038 | New Building Heat Pumps | N | 2040
8720 | West Apartment 720 | Residences/ Dorms | 4413 | N | N | N | 1961 | 2100 | WEST | 2038 | New Building Heat Pumps | N | 2040
8721 | West Apartment 721 | Residences/ Dorms | 3672 | N | N | N | 1961 | 2100 | WEST | 2038 | New Building Heat Pumps | N | 2040
8722 | West Apartment 722 | Residences/ Dorms | 2942 | N | N | N | 1961 | 2100 | WEST | 2038 | New Building Heat Pumps | N | 2040
8723 | West Apartment 723 | Residences/ Dorms | 4100 | N | N | N | 1961 | 2100 | WEST | 2038 | New Building Heat Pumps | N | 2040
8724 | West Apartment 724 | Residences/ Dorms | 8200 | N | N | N | 1961 | 2100 | WEST | 2038 | New Building Heat Pumps | N | 2040
8725 | West Apartment 725 | Residences/ Dorms | 3672 | N | N | N | 1961 | 2100 | WEST | 2038 | New Building Heat Pumps | N | 2040
8726 | West Apartment 726 | Residences/ Dorms | 2942 | N | N | N | 1961 | 2100 | WEST | 2038 | New Building Heat Pumps | N | 2040
8727 | West Apartment 727 | Residences/ Dorms | 4100 | N | N | N | 1961 | 2100 | WEST | 2038 | New Building Heat Pumps | N | 2040
8728 | West Apartment 728 | Residences/ Dorms | 3672 | N | N | N | 1961 | 2100 | WEST | 2038 | New Building Heat Pumps | N | 2040
8729 | West Apartment 729 | Residences/ Dorms | 2222 | N | N | N | 1961 | 2100 | WEST | 2038 | New Building Heat Pumps | N | 2040
8730 | West Apartment 730 | Residences/ Dorms | 4100 | N | N | N | 1961 | 2100 | WEST | 2038 | New Building Heat Pumps | N | 2040
8731 | West Apartment 731 | Residences/ Dorms | 4100 | N | N | N | 1961 | 2100 | WEST | 2038 | New Building Heat Pumps | N | 2040
8732 | West Apartment 732 | Residences/ Dorms | 3672 | N | N | N | 1961 | 2100 | WEST | 2038 | New Building Heat Pumps | N | 2040
8733 | West Apartment 733 | Residences/ Dorms | 4100 | N | N | N | 1961 | 2100 | WEST | 2038 | New Building Heat Pumps | N | 2040
8734 | West Apartment 734 | Residences/ Dorms | 8200 | N | N | N | 1961 | 2100 | WEST | 2038 | New Building Heat Pumps | N | 2040
8735 | West Apartment 735 | Residences/ Dorms | 3672 | N | N | N | 1961 | 2100 | WEST | 2038 | New Building Heat Pumps | N | 2040
8352 | West Art 352 - Child Care | Other | 1365 | N | N | N | 1948 | 2100 | WEST | 2038 | New Building Heat Pumps | N | 2040
8362 | West Cliff House | Academic/ Classrooms | 2842 | N | N | N | 1954 | 2100 | WEST | 2038 | New Building Heat Pumps | N | 2040
87050 | West Conference Center | Other | 3560 | N | N | N | 1980 | 2100 | WEST-D | 2037 | New Building Heat Pumps | N | 2040
87095 | West Cottage 7095 | Other | 4419 | N | N | N | 1998 | 2100 | WEST-D | 2037 | New Building Heat Pumps | N | 2040
87097 | West Cottage 7097 | Other | 4419 | N | N | N | 1998 | 2100 | WEST-D | 2037 | New Building Heat Pumps | N | 2040
8354 | West Creative 354 | Academic/ Classrooms | 2021 | N | N | N | 1956 | 2100 | WEST | 2038 | New Building Heat Pumps | N | 2040
8361 | West Creative 361 | Academic/ Classrooms | 1295 | N | N | N | 1965 | 2100 | WEST | 2038 | New Building Heat Pumps | N | 2040
8738 | West Electrical 738 | Other | 400 | N | N | N | 1961 | 2100 | WEST | 2038 | New Building Heat Pumps | N | 2040
8739 | West Electrical 739 | Other | 144 | N | N | N | 1961 | 2100 | WEST | 2038 | New Building Heat Pumps | N | 2040
8740 | West Heater 740 | Other | 96 | N | N | N | 1961 | 2100 | WEST | 2038 | New Building Heat Pumps | N | 2040
8741 | West Heater 741 | Other | 178 | N | N | N | 1961 | 2100 | WEST | 2038 | New Building Heat Pumps | N | 2040
8742 | West Heater 742 | Other | 96 | N | N | N | 1961 | 2100 | WEST | 2038 | New Building Heat Pumps | N | 2040
8743 | West Heater 743 | Other | 96 | N | N | N | 1961 | 2100 | WEST | 2038 | New Building Heat Pumps | N | 2040
8744 | West Heater 744 | Other | 96 | N | N | N | 1961 | 2100 | WEST | 2038 | New Building Heat Pumps | N | 2040
8745 | West Heater 745 | Other | 96 | N | N | N | 1961 | 2100 | WEST | 2038 | New Building Heat Pumps | N | 2040
8746 | West Heater 746 | Other | 96 | N | N | N | 1961 | 2100 | WEST | 2038 | New Building Heat Pumps | N | 2040
8747 | West Heater 747 | Other | 96 | N | N | N | 1961 | 2100 | WEST | 2038 | New Building Heat Pumps | N | 2040
8748 | West Heater 748 | Other | 96 | N | N | N | 1961 | 2100 | WEST | 2038 | New Building Heat Pumps | N | 2040
8749 | West Heater 749 | Other | 96 | N | N | N | 1961 | 2100 | WEST | 2038 | New Building Heat Pumps | N | 2040
8750 | West Heater 750 | Other | 96 | N | N | N | 1961 | 2100 | WEST | 2038 | New Building Heat Pumps | N | 2040
8751 | West Heater 751 | Other | 96 | N | N | N | 1961 | 2100 | WEST | 2038 | New Building Heat Pumps | N | 2040
8752 | West Heater 752 | Other | 96 | N | N | N | 1961 | 2100 | WEST | 2038 | New Building Heat Pumps | N | 2040
8753 | West Heater 753 | Other | 96 | N | N | N | 1961 | 2100 | WEST | 2038 | New Building Heat Pumps | N | 2040
8754 | West Heater 754 | Other | 178 | N | N | N | 1961 | 2100 | WEST | 2038 | New Building Heat Pumps | N | 2040
8755 | West Heater 755 | Other | 96 | N | N | N | 1961 | 2100 | WEST | 2038 | New Building Heat Pumps | N | 2040
8756 | West Heater 756 | Other | 96 | N | N | N | 1961 | 2100 | WEST | 2038 | New Building Heat Pumps | N | 2040
8757 | West Heater 757 | Other | 96 | N | N | N | 1961 | 2100 | WEST | 2038 | New Building Heat Pumps | N | 2040
87940 | West House 7940 | Other | 1649 | N | N | N | 1935 | 2100 | WEST-D | 2037 | New Building Heat Pumps | N | 2040
8737 | West Laundry | Residences/ Dorms | 1120 | N | N | N | 1961 | 2100 | WEST | 2038 | New Building Heat Pumps | N | 2040
8358 | West Leisure Service-Red Barn | Other | 5168 | N | N | N | 1921 | 2100 | WEST | 2038 | New Building Heat Pumps | N | 2040
8736 | West Office and Laundry | Residences/ Dorms | 1400 | N | N | N | 1961 | 2100 | WEST | 2038 | New Building Heat Pumps | N | 2040
8353 | West Recreation Ath | Other | 1084 | N | N | N | 1956 | 2100 | WEST | 2038 | New Building Heat Pumps | N | 2040
8367 | West Storage 367 | Other | 542 | N | N | N | 1960 | 2100 | WEST | 2038 | New Building Heat Pumps | N | 2040
8947 | Westgate Apartments | Residences/ Dorms | 26029 | N | N | N | 1962 | 2100 | IV | 2040 | New Building Heat Pumps | N | 2040
8546 | Woodhouse Lab | Labs | 10894 | N | N | N | 1962 | 2100 | MAIN | 2035 | New CUP | Y | 2040
8888 | Zaca Residence Hall | Residences/ Dorms | 10246 | N | N | N | 2002 | 2100 | MAIN | 2035 | New CUP | N | 2040

## Simulations Thermal Loads
Building Simulation Thermal Loads
Timestamp | Building ID CAAN | Cooling Load (kbtu) | Heating Load (kbtu) | Hot Water Load (kbtu) | Cooking Load (kbtu) | Laundry Load (kbtu) | Usage= | load/COP
8760 for each Building | Each Building | Sam * area | Sam * area | Mike: annual process load value(kbtu/sqft) * area(sq.ft) * mike's profiles (kbtu/hr/kbtu) = 8760 process load(kbtu) | Mike: annual process load value(kbtu/sqft) * area(sq.ft) * mike's profiles (kbtu/hr/kbtu) = 8760 process load(kbtu) | Mike: annual process load value(kbtu/sqft) * area(sq.ft) * mike's profiles (kbtu/hr/kbtu) = 8760 process load(kbtu)

## Simulations Electricity Use
Building Simulations Electricity Use | [6 empty] | load=usage
Timestamp | Building ID CAAN | Cooling (kWh) (0 for current district ) | Heating (kWh) (0 for current district ) | Hot Water (kWh) | Cooking (kWh) | Laundry (kWh) | Plug Loads (kWh) | Lighting (kWh) | Fans (kWh) | Pumps (kWh) | Other Process (kWh)
8760 for each Building | Each Building | loads*COP | loads*COP | loads*COP | loads*COP | loads*COP | Sam+Rushil | Sam+Rushil | Sam+Rushil | Sam+Rushil

## Simulations Gas Use
Building Simulations Gas Use
Timestamp | Building ID CAAN | Heating (therms) (0 for current district ) | Hot Water (therms) | Cooking (therms) | Laundry (therms) | Other Process (therms) | Heating (therms) (0 for current district ) | 150000
8760 for each Building | Each Building | 150000 | 20000 | 1500 | 1000 | 3000 | Hot Water (therms) | 20000
[7 empty] | Cooking (therms) | 1500
[7 empty] | Laundry (therms) | 1000
[7 empty] | Other Process (therms) | 3000

## Current District Therm Op Loads
Current District Systems Thermal Operation Loads
Timestamp | Building ID CAAN | Current District Cooling Load (kBtu) | Current District Heating Load (kBtu) | Current District Hot Water Load (kBtu) | Ambient Air Wet Bulb Temp (F)
8760 | Current District Systems "Building" | SUMIFS on the "Simulations Thermal Loads" table, Sum "Cooling Load (kbtu)" for each value where ALL OF THE FOLLOWING ARE TRUE If "Timestamp" in "Simulations Thermal Loads" table = Timestamp" (in this Table) If "Building ID CAAN" in "Simulations Thermal Loads" table meets all the following in "Building Metadata" table If Year >= First Year If Year <= Last Year If Year < Year of Decarb If Current District Cooling = Yes | SUMIFS on the "Simulations Thermal Loads" table, Sum "Heating Load (kbtu)" for each value where ALL OF THE FOLLOWING ARE TRUE If "Timestamp" in "Simulations Thermal Loads" table = Timestamp" (in this Table) If "Building ID CAAN" in "Simulations Thermal Loads" table meets all the following in "Building Metadata" table If Year >= First Year If Year <= Last Year If Year < Year of Decarb If Current District Heating = Yes | SUMIFS on the "Simulations Thermal Loads" table, Sum "Hot Water Load (kbtu)" for each value where ALL OF THE FOLLOWING ARE TRUE If "Timestamp" in "Simulations Thermal Loads" table = Timestamp" (in this Table) If "Building ID CAAN" in "Simulations Thermal Loads" table meets all the following in "Building Metadata" table If Year >= First Year If Year <= Last Year If Year < Year of Decarb If Current District Hot Water = Yes | Value that hour from "Weather Data" table

## Reg. Data - Current District
Regression Data - Current District Systems
Current District Wet Bulb (F) | Current District Cooling COP | Current District Heating COP | Current District Hot Water COP
90 | 3 | 0.7 | 0.7
78 | 3 |  |  |  | neither heating COP is related to WB, instead is a constant number
76 | 3.3
74 | 3.7 |  |  |  | Do we want current gas cooking COP?
72 | 4.5
70 | 5.5 |  |  | 5.5786
68 | 6
66 | 6
64 | 6
62 | 6
60 | 6
58 | 6
56 | 6
54 | 6
52 | 6
50 | 6
48 | 6
46 | 6
44 | 6
42 | 6
40 | 6
38 | 6
36 | 6
34 | 6
32 | 6
30 | 6
28 | 6
26 | 6
24 | 6

## Current District Elec Use
Current District Systems Electricity Use
Timestamp | Building ID CAAN | Current District System Cooling Electricity Use (kWh) | Wet bulb(key output) | Cooling Load(key output)
8760 | Current District Systems "Building" | Use regression off data in "Regression Data - Current District Systems" table for Current District Cooling COP as a function of Wet Bulb. Apply that regression function for the wet bulb at this timestamp to get the Current District Cooling System COP. Apply that COP to the "Current District Cooling Load (kbtu)" in the table "Current District Systems Thermal Operation Loads" to get an Electricity Use

## Current District Gas Use
Current District Systems Gas Use
Timestamp | Building ID CAAN | Current District System Heating Gas Use (therms) | Current District System Hot Water Gas Use (therms)
8760 | Current District Systems "Building" | Apply "Current District Heating System COP" in the table "Regression Data - Current District Systems" to "Current District Heating Load (kbtu)" in the table "Current District Systems Thermal Operation Loads" to get a Gas Use | Apply "Current District Hot Water System COP" in the table "Regression Data - Current District Systems" to "Current District Hot Water Load (kbtu)" in the table "Current District Systems Thermal Operation Loads" to get a Gas Use

## Current Bldg Therm Op Loads
Current Building Equipment Thermal Operation Loads
Timestamp | Building ID CAAN | Current Building Equipment Cooling Load (kBtu) | Current Building Equipment Heating Load (kBtu) | Current Building Equipment Hot Water Load (kBtu) | Current Building Equipment Cooking Load (kBtu) | Current Building Equipment Laundry Load (kBtu)
8760 for each Building | Each Building ID CAAN | Use Data on the "Simulations Thermal Loads" table, WHEN ALL OF THE FOLLOWING ARE TRUE If "Timestamp" in "Simulations Thermal Loads" table = Timestamp" (in this Table) If "Building ID CAAN" in "Simulations Thermal Loads" table meets all the following in "Building Metadata" table If Year >= First Year If Year <= Last Year If Year < Year of Decarb If Current District Cooling = No THEN = "Cooling Load (kbtu)" ELSE 0 | Use Data on the "Simulations Thermal Loads" table, WHEN ALL OF THE FOLLOWING ARE TRUE If "Timestamp" in "Simulations Thermal Loads" table = Timestamp" (in this Table) If "Building ID CAAN" in "Simulations Thermal Loads" table meets all the following in "Building Metadata" table If Year >= First Year If Year <= Last Year If Year < Year of Decarb If Current District Heating = No THEN = "Heating Load (kbtu)" ELSE 0 | Use Data on the "Simulations Thermal Loads" table, WHEN ALL OF THE FOLLOWING ARE TRUE If "Timestamp" in "Simulations Thermal Loads" table = Timestamp" (in this Table) If "Building ID CAAN" in "Simulations Thermal Loads" table meets all the following in "Building Metadata" table If Year >= First Year If Year <= Last Year If Year < Year of Decarb If Current District Hot Water = No THEN = "Hot Water Load (kbtu)" ELSE 0 | Use Data on the "Simulations Thermal Loads" table, WHEN ALL OF THE FOLLOWING ARE TRUE If "Timestamp" in "Simulations Thermal Loads" table = Timestamp" (in this Table) If "Building ID CAAN" in "Simulations Thermal Loads" table meets all the following in "Building Metadata" table If Year >= First Year If Year <= Last Year If Year < Year of Cooking and Laundry Decarb THEN = "Cooking Load (kbtu)" ELSE 0 | Use Data on the "Simulations Thermal Loads" table, WHEN ALL OF THE FOLLOWING ARE TRUE If "Timestamp" in "Simulations Thermal Loads" table = Timestamp" (in this Table) If "Building ID CAAN" in "Simulations Thermal Loads" table meets all the following in "Building Metadata" table If Year >= First Year If Year <= Last Year If Year < Year of Cooking and Laundry Decarb THEN = "Laundry Load (kbtu)" ELSE 0

## Current Bldg Equip Elec Use
Current Building Thermal Equipment Electricity Use
Timestamp | Building ID CAAN | Current Building Equipment Cooling Electricity Use (kWh) | Current Building Equipment Heating Electricity Use (kWh) | Current Building Equipment Hot Water Electricity Use (kWh) | Current Building Equipment Cooking Electricity Use (kWh) | Current Building Equipment Laundry Electricity Use (kWh)
8760 for each Building | Each Building | Use Data on the "Simulations Electricity Use" table, WHEN ALL OF THE FOLLOWING ARE TRUE If "Timestamp" in "Simulations Electricity Use" table = Timestamp" (in this Table) If "Building ID CAAN" in "Simulations Electricity Use" table meets all the following in "Building Metadata" table If Year >= First Year If Year <= Last Year If Year < Year of Decarb If Current District Cooling = No THEN = "Cooling (kWh)" ELSE 0 | Use Data on the "Simulations Electricity Use" table, WHEN ALL OF THE FOLLOWING ARE TRUE If "Timestamp" in "Simulations Electricity Use" table = Timestamp" (in this Table) If "Building ID CAAN" in "Simulations Electricity Use" table meets all the following in "Building Metadata" table If Year >= First Year If Year <= Last Year If Year < Year of Decarb If Current District Heating = No THEN = "Heating (kWh)" ELSE 0 | Use Data on the "Simulations Electricity Use" table, WHEN ALL OF THE FOLLOWING ARE TRUE If "Timestamp" in "Simulations Electricity Use" table = Timestamp" (in this Table) If "Building ID CAAN" in "Simulations Electricity Use" table meets all the following in "Building Metadata" table If Year >= First Year If Year <= Last Year If Year < Year of Decarb If Current District Hot Water = No THEN = "Hot Water (kWh)" ELSE 0 | Use Data on the "Simulations Electricity Use" table, WHEN ALL OF THE FOLLOWING ARE TRUE If "Timestamp" in "Simulations Electricity Use" table = Timestamp" (in this Table) If "Building ID CAAN" in "Simulations Electricity Use" table meets all the following in "Building Metadata" table If Year >= First Year If Year <= Last Year If Year < Year of Cooking and Laundry Decarb THEN = "Cooking (kWh)" ELSE 0 | Use Data on the "Simulations Electricity Use" table, WHEN ALL OF THE FOLLOWING ARE TRUE If "Timestamp" in "Simulations Electricity Use" table = Timestamp" (in this Table) If "Building ID CAAN" in "Simulations Electricity Use" table meets all the following in "Building Metadata" table If Year >= First Year If Year <= Last Year If Year < Year of Cooking and Laundry Decarb THEN = "Laundry (kWh)" ELSE 0

## Current Bldg Equip Gas Use
Current Building Thermal Equipment Gas Use
Timestamp | Building ID CAAN | Current Building Equipment Heating Gas Use (therms) | Current Building Equipment Hot Water Gas Use (therms) | Current Building Equipment Cooking Gas Use (therms) | Current Building Equipment Laundry Gas Use (therms)
8760 for each Building | Each Building | Use Data on the "Simulations Electricity Use" table, WHEN ALL OF THE FOLLOWING ARE TRUE If "Timestamp" in "Simulations Electricity Use" table = Timestamp" (in this Table) If "Building ID CAAN" in "Simulations Electricity Use" table meets all the following in "Building Metadata" table If Year >= First Year If Year <= Last Year If Year < Year of Decarb If Current District Heating = No THEN = "Heating (therms)" ELSE 0 | Use Data on the "Simulations Electricity Use" table, WHEN ALL OF THE FOLLOWING ARE TRUE If "Timestamp" in "Simulations Electricity Use" table = Timestamp" (in this Table) If "Building ID CAAN" in "Simulations Electricity Use" table meets all the following in "Building Metadata" table If Year >= First Year If Year <= Last Year If Year < Year of Decarb If Current District Hot Water = No THEN = "Hot Water (therms)" ELSE 0 | Use Data on the "Simulations Electricity Use" table, WHEN ALL OF THE FOLLOWING ARE TRUE If "Timestamp" in "Simulations Electricity Use" table = Timestamp" (in this Table) If "Building ID CAAN" in "Simulations Electricity Use" table meets all the following in "Building Metadata" table If Year >= First Year If Year <= Last Year If Year < Year of Cooking and Laundry Decarb THEN = "Cooking (therms)" ELSE 0 | Use Data on the "Simulations Electricity Use" table, WHEN ALL OF THE FOLLOWING ARE TRUE If "Timestamp" in "Simulations Electricity Use" table = Timestamp" (in this Table) If "Building ID CAAN" in "Simulations Electricity Use" table meets all the following in "Building Metadata" table If Year >= First Year If Year <= Last Year If Year < Year of Cooking and Laundry Decarb THEN = "Laundry (therms)" ELSE 0

## New Bldg Equip Therm Op Loads
New Building Equipment Thermal Operation Loads
Timestamp | Building ID CAAN | New Building Independent Heat Pump Cooling Load (kBtu) | New Building Independent Heat Pump Heating Load (kBtu) | New Building Independent Heat Pump Hot Water Load (kBtu) | Ambient Air Dry Bulb Temp (F) | New Building Equipment Cooking Load (kBtu) | New Building Equipment Laundry Load (kBtu)
8760 for each Building | Each Building ID CAAN | Use Data on the "Simulations Thermal Loads" table, WHEN ALL OF THE FOLLOWING ARE TRUE If "Timestamp" in "Simulations Thermal Loads" table = Timestamp" (in this Table) If "Building ID CAAN" in "Simulations Thermal Loads" table meets all the following in "Building Metadata" table If Year >= First Year If Year <= Last Year If Year >= Year of Decarb If Decarbonization Type = New Building Heat Pumps THEN = "Cooling Load (kbtu)" ELSE 0 | Use Data on the "Simulations Thermal Loads" table, WHEN ALL OF THE FOLLOWING ARE TRUE If "Timestamp" in "Simulations Thermal Loads" table = Timestamp" (in this Table) If "Building ID CAAN" in "Simulations Thermal Loads" table meets all the following in "Building Metadata" table If Year >= First Year If Year <= Last Year If Year >= Year of Decarb If Decarbonization Type = New Building Heat Pumps THEN = "Heating Load (kbtu)" ELSE 0 | Use Data on the "Simulations Thermal Loads" table, WHEN ALL OF THE FOLLOWING ARE TRUE If "Timestamp" in "Simulations Thermal Loads" table = Timestamp" (in this Table) If "Building ID CAAN" in "Simulations Thermal Loads" table meets all the following in "Building Metadata" table If Year >= First Year If Year <= Last Year If Year >= Year of Decarb If Decarbonization Type = New Building Heat Pumps THEN = "Hot Water Load (kbtu)" ELSE 0 | Value that hour from "Weather Data" table | Use Data on the "Simulations Thermal Loads" table, WHEN ALL OF THE FOLLOWING ARE TRUE If "Timestamp" in "Simulations Thermal Loads" table = Timestamp" (in this Table) If "Building ID CAAN" in "Simulations Thermal Loads" table meets all the following in "Building Metadata" table If Year >= First Year If Year <= Last Year If Year >= Year of Cooking and Laundry Decarb THEN = "Cooking Load (kbtu)" ELSE 0 | Use Data on the "Simulations Thermal Loads" table, WHEN ALL OF THE FOLLOWING ARE TRUE If "Timestamp" in "Simulations Thermal Loads" table = Timestamp" (in this Table) If "Building ID CAAN" in "Simulations Thermal Loads" table meets all the following in "Building Metadata" table If Year >= First Year If Year <= Last Year If Year >= Year of Cooking and Laundry Decarb THEN = "Laundry Load (kbtu)" ELSE 0

## Reg. Data - New Bldg Equip
Regression Data - New Building Equipment
Timestamp | Ambient Air Dry Bulb Temp (F) | New Building Independent Heat Pump - Cooling COP (44°F CHWST) | New Building Independent Heat Pump - Heating COP (170°F HWST) | New Building Independent Heat Pump - Hot Water COP | New Building Cooking COP | New Building Laundry COP
8760 | 40 |  | 1.521 | 2.8 | 0.8
| 45 |  | 1.7955 | 3 | 0.8
| 50 | 5.318 | 1.9498 | 3.25 | 0.8
| 55 |  | 2.0619 | 3.5 | 0.8
| 60 | 4.848 | 2.1663 | 3.6 | 0.8
| 65 |  | 2.2331 | 3.75 | 0.8
| 70 | 4.278 |  | 3.75 | 0.8
| 80 | 3.658 |  | 3.8 | 0.8
| 90 | 3.068 |  |  | 0.8
| 100 | 2.538 |  |  | 0.8

## New Bldg Equip Elec Use
New Building Thermal Equipment Electricity Use
Timestamp | Building ID CAAN | New Building Independent Heat Pump Cooling Electricity Use (kWh) | New Building Independent Heat Pump Heating Electricity Use (kWh) | New Building Independent Heat Pump Hot Water Electricity Use (kWh) | New Building Equipment Cooking Electricity Use (kWh) | New Building Equipment Laundry Electricity Use (kWh)
8760 for each Building | Each Building | Use regression off data in "Regression Data - New Building Equipment" table for New Building Heat Pump Cooling COP as a function of Dry Bulb. Apply that regression function for the dry bulb at this timestamp to get the New Building Heat Pump Cooling COP. Apply that COP to the "New Building Independent Heat Pump Cooling Load (kbtu)" in the table "New Building Equipment Thermal Operation Loads" to get an Electricity Use | Use regression off data in "Regression Data - New Building Equipment" table for New Building Heat Pump Heating COP as a function of Dry Bulb. Apply that regression function for the dry bulb at this timestamp to get the New Building Heat Pump Heating COP. Apply that COP to the "New Building Independent Heat Pump Heating Load (kbtu)" in the table "New Building Equipment Thermal Operation Loads" to get an Electricity Use | Use regression off data in "Regression Data - New Building Equipment" table for New Building Heat Pump Hot Water COP as a function of Dry Bulb. Apply that regression function for the dry bulb at this timestamp to get the New Building Heat Pump Hot Water COP. Apply that COP to the "New Building Independent Heat Pump Hot Water Load (kbtu)" in the table "New Building Equipment Thermal Operation Loads" to get an Electricity Use | Apply "New Building Cooking COP" from the table "Regression Data - New Building Equipment" to the "New Building Equipment Cooking Load (kbtu)" in the table "New Building Equipment Thermal Operation Loads" to get an Electricity Use | Apply "New Building Laundry COP" from the table "Regression Data - New Building Equipment" to the "New Building Equipment Laundry Load (kbtu)" in the table "New Building Equipment Thermal Operation Loads" to get an Electricity Use

## Therm Loads for New CUP Module
New CUP Building Thermal Loads to Feed Into CUP Module
Timestamp | Building ID CAAN | New CUP Cooling Loads (kBtu) | New CUP Heating Loads (kBtu) | New CUP Hot Water Loads (kBtu)
8760 for each Building | Each Building ID CAAN | Use Data on the "Simulations Thermal Loads" table, WHEN ALL OF THE FOLLOWING ARE TRUE If "Timestamp" in "Simulations Thermal Loads" table = Timestamp" (in this Table) If "Building ID CAAN" in "Simulations Thermal Loads" table meets all the following in "Building Metadata" table If Year >= First Year If Year <= Last Year If Year >= Year of Decarb If Decarbonization Type = New CUP THEN = "Cooling Load (kbtu)" ELSE 0 | Use Data on the "Simulations Thermal Loads" table, WHEN ALL OF THE FOLLOWING ARE TRUE If "Timestamp" in "Simulations Thermal Loads" table = Timestamp" (in this Table) If "Building ID CAAN" in "Simulations Thermal Loads" table meets all the following in "Building Metadata" table If Year >= First Year If Year <= Last Year If Year >= Year of Decarb If Decarbonization Type = New CUP THEN = "Heating Load (kbtu)" ELSE 0 | Use Data on the "Simulations Thermal Loads" table, WHEN ALL OF THE FOLLOWING ARE TRUE If "Timestamp" in "Simulations Thermal Loads" table = Timestamp" (in this Table) If "Building ID CAAN" in "Simulations Thermal Loads" table meets all the following in "Building Metadata" table If Year >= First Year If Year <= Last Year If Year >= Year of Decarb If Decarbonization Type = New CUP THEN = "Hot Water Load (kbtu)" ELSE 0

## New CUP Therm Op Loads
New CUP Equipment Thermal Operation Loads
Timestamp | Building ID CAAN | The Exact Columns from "All Key Outputs"
8760 | New CUP Building ID

## Reg. Data - New CUP Equip
Regression Data - New CUP Equipment
The exact columns for each piece of equipment from the "All Key Outputs" tab of the New CUP Thermal Operation Loads workbook | Ambient Temperature (°F) | Electric Boiler Data Columns with corresponding COP | Chiller Condenser EWT | Chiller Evaporator LWT | Chiller COP | Heat Pump Simultaneous - CEWT | Heat Pump Simultaneous - CLWT | Heat Pump Simultaneous - HEWT | Heat Pump Simultaneous - HLWT | Heat Pump Simultaneous - COP | Heat Pump Heating Only Air-Source - HEWT (with ambient) | Heat Pump Heating Only Air-Source - HLWT (with ambient) | Heat Pump Heating Only Water-Source - SSEWT | Heat Pump Heating Only Water-Source - SSLWT | Heat Pump Heating Only Water-Source - HEWT | Heat Pump Heating Only Water-Source - HLWT | Heat Pump Cooling Only Air-Source - CEWT (with ambient) | Heat Pump Cooling Only Air-Source - CLWT (with ambient) | Heat Pump Cooling Only Water-Source - SSEWT | Heat Pump Cooling Only Water-Source - SSLWT | Heat Pump Cooling Only Water-Source - CEWT | Heat Pump Cooling Only Water-Source - CLWT
|  | 0.98 | 85 | 44 | 6.2555 |  | Note, we use CO2 data when we want that and we use Two Pass data when we want that. Only one goes here and we have the other ready to replace and rerun when want that.
|  |  | 80 | 44 | 6.8718
|  |  | 75 | 44 | 7.4945
|  |  | 70 | 44 | 8.1233
|  |  | 65 | 44 | 8.7589
|  |  | 60 | 44 | 9.4108
|  |  | 55 | 44 | 10.0975
|  |  | 54 | 44 | 10.2387
|  |  | 53 | 44 | 10.3869
|  |  | 52 | 44 | 10.5395
|  |  | 51 | 44 | 10.6935

## New CUP Equip Elec Use
New CUP Equipment Electricity Use
Timestamp | Building ID CAAN | New CUP Electric Boiler Electricity Use (kWh) | New CUP Chiller Electricity Use (kWh) | New CUP Heat Pump in Simultaneous Electricity Use (kWh) | New CUP Heat Pump in Heating Only with Air-Source Electricity Use (kWh) | New CUP Heat Pump in Heating Only with Water-Source Electricity Use (kWh) | New CUP Heat Pump in Cooling Only with Air-Source Electricity Use (kWh) | New CUP Heat Pump in Cooling Only with Water-Source Electricity Use (kWh)
8760 for each Building | New CUP Building ID | Use regression off data in "Regression Data - New CUP Equipment" table for New CUP Electric Boiler COP as a function of its inputs. Apply that regression function for its inputs at this timestamp to get the New CUP Electric Boiler COP. Apply that COP to the "New CUP Electric Boiler Load (kbtu)" in the table "New CUP Equipment Thermal Operation Loads" to get an Electricity Use | Use regression off data in "Regression Data - New CUP Equipment" table for New CUP Chiller COP as a function of its inputs. Apply that regression function for its inputs at this timestamp to get the New CUP Chiller COP. Apply that COP to the "New CUP Chiller Load (kbtu)" in the table "New CUP Equipment Thermal Operation Loads" to get an Electricity Use | Use regression off data in "Regression Data - New CUP Equipment" table for New CUP Heat Pump in Simultaneous Heating COP as a function of its inputs. Apply that regression function for its inputs at this timestamp to get the New CUP Heat Pump in Simultaneous Heating COP. Apply that COP to the "New CUP Heat Pump in Simultaneous Heating Load (kbtu)" in the table "New CUP Equipment Thermal Operation Loads" to get an Electricity Use | Use regression off data in "Regression Data - New CUP Equipment" table for New CUP Heat Pump in Heating Only with Air-Source COP as a function of its inputs. Apply that regression function for its inputs at this timestamp to get the New CUP Heat Pump in Heating Only with Air-Source COP. Apply that COP to the "New CUP Heat Pump in Heating Only with Air-Source Heating Load (kbtu)" in the table "New CUP Equipment Thermal Operation Loads" to get an Electricity Use | Use regression off data in "Regression Data - New CUP Equipment" table for New CUP Heat Pump in Heating Only with Water-Source COP as a function of its inputs. Apply that regression function for its inputs at this timestamp to get the New CUP Heat Pump in Heating Only with Water-Source COP. Apply that COP to the "New CUP Heat Pump in Heating Only with Water-Source Heating Load (kbtu)" in the table "New CUP Equipment Thermal Operation Loads" to get an Electricity Use | Use regression off data in "Regression Data - New CUP Equipment" table for New CUP Heat Pump in Cooling Only with Air-Source COP as a function of its inputs. Apply that regression function for its inputs at this timestamp to get the New CUP Heat Pump in Cooling Only with Air-Source COP. Apply that COP to the "New CUP Heat Pump in Cooling Only with Air-Source Cooling Load (kbtu)" in the table "New CUP Equipment Thermal Operation Loads" to get an Electricity Use | Use regression off data in "Regression Data - New CUP Equipment" table for New CUP Heat Pump in Cooling Only with Water-Source COP as a function of its inputs. Apply that regression function for its inputs at this timestamp to get the New CUP Heat Pump in Cooling Only with Water-Source COP. Apply that COP to the "New CUP Heat Pump in Cooling Only with Water-Source Heating Load (kbtu)" in the table "New CUP Equipment Thermal Operation Loads" to get an Electricity Use

## Building Total Electricity Use
Building Total Electricity Use
Timestamp | Building ID CAAN | Building Total Hourly Electricity Use (kWh)
8760 for each Building | Each Building Including "Current District Systems Building" and "New CUP Building" | Set Equal to SUM of all the following "Current District System Cooling Electricity Use (kWh)" from the table "Current District Systems Electricity Use" "Current Building Equipment Cooling Electricity Use (kWh)" from the table "Current Building Thermal Equipment Electricity Use" "Current Building Equipment Heating Electricity Use (kWh)" from the table "Current Building Thermal Equipment Electricity Use" "Current Building Equipment Hot Water Electricity Use (kWh)" from the table "Current Building Thermal Equipment Electricity Use" "Current Building Equipment Cooking Electricity Use (kWh)" from the table "Current Building Thermal Equipment Electricity Use" "Current Building Equipment Laundry Electricity Use (kWh)" from the table "Current Building Thermal Equipment Electricity Use" "New Building Independent Heat Pump Cooling Electricity Use (kWh)" from the table "New Building Thermal Equipment Electricity Use" "New Building Independent Heat Pump Heating Electricity Use (kWh)" from the table "New Building Thermal Equipment Electricity Use" "New Building Independent Heat Pump Hot Water Electricity Use (kWh)" from the table "New Building Thermal Equipment Electricity Use" "New Building Equipment Cooking Electricity Use (kWh)" from the table "New Building Thermal Equipment Electricity Use" "New Building Equipment Laundry Electricity Use (kWh)" from the table "New Building Thermal Equipment Electricity Use" "New CUP Electric Boiler Electricity Use (kWh)" from the table "New CUP Equipment Electricity Use" "New CUP Chiller Electricity Use (kWh)" from the table "New CUP Equipment Electricity Use" "New CUP Heat Pump in Simultaneous Electricity Use (kWh)" from the table "New CUP Equipment Electricity Use" "New CUP Heat Pump in Heating Only with Air-Source Electricity Use (kWh)" from the table "New CUP Equipment Electricity Use" "New CUP Heat Pump in Heating Only with Water-Source Electricity Use (kWh)" from the table "New CUP Equipment Electricity Use" "New CUP Heat Pump in Cooling Only with Air-Source Electricity Use (kWh)" from the table "New CUP Equipment Electricity Use" "New CUP Heat Pump in Cooling Only with Water-Source Electricity Use (kWh)" from the table "New CUP Equipment Electricity Use" All the Non-Thermal Electricity Use columns (e.g. Plug Loads, Lighting, Fans, Pumps, etc) from the table "Simulations Electricity Use"

## Building Total Gas Use
Building Total Gas Use
Timestamp | Building ID CAAN | Building Total Hourly Gas Use (therms)
8760 for each Building | Each Building Including "Current District Systems Building" and "New CUP Building" | Set Equal to SUM of all the following "Current District System Heating Gas Use (therms)" from the table "Current District Systems Gas Use" "Current District System Hot Water Gas Use (therms)" from the table "Current District Systems Gas Use" "Current Building Equipment Heating Gas Use (therms)" from the table "Current Building Thermal Equipment Gas Use" "Current Building Equipment Hot Water Gas Use (therms)" from the table "Current Building Thermal Equipment Gas Use" "Current Building Equipment Cooking Gas Use (therms)" from the table "Current Building Thermal Equipment Gas Use" "Current Building Equipment Laundry Gas Use (therms)" from the table "Current Building Thermal Equipment Gas Use" "Other Process Therms" from the table "Simulations Gas Use"

## Net Elec Use by Billing Group
Total Net Electricity Use by Utility Billing Group
Timestamp | Electric Utility Billing Group | Billing Group Electricity Use
8760 for each billing group | From Building Meta Data | Sum of electricity consumption for each billing group for each hour on Building Total Electricity Use tab. Solar Electricity use is a value <0, so it will effectively subtract from billing group.

## Electric Rates by Utility Prov
Electric Rates by Utility Provider
Hour | Date (excluding Feb 29) | Utility Provider | Departing Load Base kWh (UCOP Only) | Electricity Rate ($/kWh) | Escalation Rate (%) Base year 2022 | DL gets a flat escalation (3%)
0 | 2024-01-01 | UCOP | 7431218 | For every hour, every month for each utility provider | 3%
1 | 2024-01-01 | UCOP | 7431218
2 | 2024-01-01 | UCOP | 7431218
3 | 2024-01-01 | UCOP | 7431218
4 | 2024-01-01 | UCOP | 7431218
5 | 2024-01-01 | UCOP | 7431218
6 | 2024-01-01 | UCOP | 7431218
7 | 2024-01-01 | UCOP | 7431218
8 | 2024-01-01 | UCOP | 7431218
9 | 2024-01-01 | UCOP | 7431218
10 | 2024-01-01 | UCOP | 7431218
11 | 2024-01-01 | UCOP | 7431218
12 | 2024-01-01 | UCOP | 7431218
13 | 2024-01-01 | UCOP | 7431218
14 | 2024-01-01 | UCOP | 7431218
15 | 2024-01-01 | UCOP | 7431218
16 | 2024-01-01 | UCOP | 7431218
17 | 2024-01-01 | UCOP | 7431218
18 | 2024-01-01 | UCOP | 7431218
19 | 2024-01-01 | UCOP | 7431218
20 | 2024-01-01 | UCOP | 7431218
21 | 2024-01-01 | UCOP | 7431218
22 | 2024-01-01 | UCOP | 7431218
23 | 2024-01-01 | UCOP | 7431218
0 | 2024-01-02 | UCOP | 7431218
1 | 2024-01-02 | UCOP | 7431218
2 | 2024-01-02 | UCOP | 7431218
3 | 2024-01-02 | UCOP | 7431218
4 | 2024-01-02 | UCOP | 7431218
5 | 2024-01-02 | UCOP | 7431218
6 | 2024-01-02 | UCOP | 7431218
7 | 2024-01-02 | UCOP | 7431218
8 | 2024-01-02 | UCOP | 7431218
9 | 2024-01-02 | UCOP | 7431218
10 | 2024-01-02 | UCOP | 7431218
11 | 2024-01-02 | UCOP | 7431218
12 | 2024-01-02 | UCOP | 7431218
13 | 2024-01-02 | UCOP | 7431218
14 | 2024-01-02 | UCOP | 7431218
15 | 2024-01-02 | UCOP | 7431218
16 | 2024-01-02 | UCOP | 7431218
17 | 2024-01-02 | UCOP | 7431218
18 | 2024-01-02 | UCOP | 7431218
19 | 2024-01-02 | UCOP | 7431218
20 | 2024-01-02 | UCOP | 7431218
21 | 2024-01-02 | UCOP | 7431218
22 | 2024-01-02 | UCOP | 7431218
23 | 2024-01-02 | UCOP | 7431218
0 | 2024-01-03 | UCOP | 7431218
1 | 2024-01-03 | UCOP | 7431218
2 | 2024-01-03 | UCOP | 7431218
3 | 2024-01-03 | UCOP | 7431218
4 | 2024-01-03 | UCOP | 7431218
5 | 2024-01-03 | UCOP | 7431218
6 | 2024-01-03 | UCOP | 7431218
7 | 2024-01-03 | UCOP | 7431218
8 | 2024-01-03 | UCOP | 7431218
9 | 2024-01-03 | UCOP | 7431218
10 | 2024-01-03 | UCOP | 7431218
11 | 2024-01-03 | UCOP | 7431218
12 | 2024-01-03 | UCOP | 7431218
13 | 2024-01-03 | UCOP | 7431218
14 | 2024-01-03 | UCOP | 7431218
15 | 2024-01-03 | UCOP | 7431218
16 | 2024-01-03 | UCOP | 7431218
17 | 2024-01-03 | UCOP | 7431218
18 | 2024-01-03 | UCOP | 7431218
19 | 2024-01-03 | UCOP | 7431218
20 | 2024-01-03 | UCOP | 7431218
21 | 2024-01-03 | UCOP | 7431218
22 | 2024-01-03 | UCOP | 7431218
23 | 2024-01-03 | UCOP | 7431218
0 | 2024-01-04 | UCOP | 7431218
1 | 2024-01-04 | UCOP | 7431218
2 | 2024-01-04 | UCOP | 7431218
3 | 2024-01-04 | UCOP | 7431218
4 | 2024-01-04 | UCOP | 7431218
5 | 2024-01-04 | UCOP | 7431218
6 | 2024-01-04 | UCOP | 7431218
7 | 2024-01-04 | UCOP | 7431218
8 | 2024-01-04 | UCOP | 7431218
9 | 2024-01-04 | UCOP | 7431218
10 | 2024-01-04 | UCOP | 7431218
11 | 2024-01-04 | UCOP | 7431218
12 | 2024-01-04 | UCOP | 7431218
13 | 2024-01-04 | UCOP | 7431218
14 | 2024-01-04 | UCOP | 7431218
15 | 2024-01-04 | UCOP | 7431218
16 | 2024-01-04 | UCOP | 7431218
17 | 2024-01-04 | UCOP | 7431218
18 | 2024-01-04 | UCOP | 7431218
19 | 2024-01-04 | UCOP | 7431218
20 | 2024-01-04 | UCOP | 7431218
21 | 2024-01-04 | UCOP | 7431218
22 | 2024-01-04 | UCOP | 7431218
23 | 2024-01-04 | UCOP | 7431218
0 | 2024-01-05 | UCOP | 7431218
1 | 2024-01-05 | UCOP | 7431218
2 | 2024-01-05 | UCOP | 7431218
3 | 2024-01-05 | UCOP | 7431218
4 | 2024-01-05 | UCOP | 7431218
5 | 2024-01-05 | UCOP | 7431218
6 | 2024-01-05 | UCOP | 7431218
7 | 2024-01-05 | UCOP | 7431218
8 | 2024-01-05 | UCOP | 7431218
9 | 2024-01-05 | UCOP | 7431218
10 | 2024-01-05 | UCOP | 7431218
11 | 2024-01-05 | UCOP | 7431218
12 | 2024-01-05 | UCOP | 7431218
13 | 2024-01-05 | UCOP | 7431218
14 | 2024-01-05 | UCOP | 7431218
15 | 2024-01-05 | UCOP | 7431218
16 | 2024-01-05 | UCOP | 7431218
17 | 2024-01-05 | UCOP | 7431218
18 | 2024-01-05 | UCOP | 7431218
19 | 2024-01-05 | UCOP | 7431218
20 | 2024-01-05 | UCOP | 7431218
21 | 2024-01-05 | UCOP | 7431218
22 | 2024-01-05 | UCOP | 7431218
23 | 2024-01-05 | UCOP | 7431218
0 | 2024-01-06 | UCOP | 7431218
1 | 2024-01-06 | UCOP | 7431218
2 | 2024-01-06 | UCOP | 7431218
3 | 2024-01-06 | UCOP | 7431218
4 | 2024-01-06 | UCOP | 7431218
5 | 2024-01-06 | UCOP | 7431218
6 | 2024-01-06 | UCOP | 7431218
7 | 2024-01-06 | UCOP | 7431218
8 | 2024-01-06 | UCOP | 7431218
9 | 2024-01-06 | UCOP | 7431218
10 | 2024-01-06 | UCOP | 7431218
11 | 2024-01-06 | UCOP | 7431218
12 | 2024-01-06 | UCOP | 7431218
13 | 2024-01-06 | UCOP | 7431218
14 | 2024-01-06 | UCOP | 7431218
15 | 2024-01-06 | UCOP | 7431218
16 | 2024-01-06 | UCOP | 7431218
17 | 2024-01-06 | UCOP | 7431218
18 | 2024-01-06 | UCOP | 7431218
19 | 2024-01-06 | UCOP | 7431218
20 | 2024-01-06 | UCOP | 7431218
21 | 2024-01-06 | UCOP | 7431218
22 | 2024-01-06 | UCOP | 7431218
23 | 2024-01-06 | UCOP | 7431218
0 | 2024-01-07 | UCOP | 7431218
1 | 2024-01-07 | UCOP | 7431218
2 | 2024-01-07 | UCOP | 7431218
3 | 2024-01-07 | UCOP | 7431218
4 | 2024-01-07 | UCOP | 7431218
5 | 2024-01-07 | UCOP | 7431218
6 | 2024-01-07 | UCOP | 7431218
7 | 2024-01-07 | UCOP | 7431218
8 | 2024-01-07 | UCOP | 7431218
9 | 2024-01-07 | UCOP | 7431218
10 | 2024-01-07 | UCOP | 7431218
11 | 2024-01-07 | UCOP | 7431218
12 | 2024-01-07 | UCOP | 7431218
13 | 2024-01-07 | UCOP | 7431218
14 | 2024-01-07 | UCOP | 7431218
15 | 2024-01-07 | UCOP | 7431218
16 | 2024-01-07 | UCOP | 7431218
17 | 2024-01-07 | UCOP | 7431218
18 | 2024-01-07 | UCOP | 7431218
19 | 2024-01-07 | UCOP | 7431218
20 | 2024-01-07 | UCOP | 7431218
21 | 2024-01-07 | UCOP | 7431218
22 | 2024-01-07 | UCOP | 7431218
23 | 2024-01-07 | UCOP | 7431218
0 | 2024-01-08 | UCOP | 7431218
1 | 2024-01-08 | UCOP | 7431218
2 | 2024-01-08 | UCOP | 7431218
3 | 2024-01-08 | UCOP | 7431218
4 | 2024-01-08 | UCOP | 7431218
5 | 2024-01-08 | UCOP | 7431218
6 | 2024-01-08 | UCOP | 7431218
7 | 2024-01-08 | UCOP | 7431218
8 | 2024-01-08 | UCOP | 7431218
9 | 2024-01-08 | UCOP | 7431218
10 | 2024-01-08 | UCOP | 7431218
11 | 2024-01-08 | UCOP | 7431218
12 | 2024-01-08 | UCOP | 7431218
13 | 2024-01-08 | UCOP | 7431218
14 | 2024-01-08 | UCOP | 7431218
15 | 2024-01-08 | UCOP | 7431218
16 | 2024-01-08 | UCOP | 7431218
17 | 2024-01-08 | UCOP | 7431218
18 | 2024-01-08 | UCOP | 7431218
19 | 2024-01-08 | UCOP | 7431218
20 | 2024-01-08 | UCOP | 7431218
21 | 2024-01-08 | UCOP | 7431218
22 | 2024-01-08 | UCOP | 7431218
23 | 2024-01-08 | UCOP | 7431218
0 | 2024-01-09 | UCOP | 7431218
1 | 2024-01-09 | UCOP | 7431218
2 | 2024-01-09 | UCOP | 7431218
3 | 2024-01-09 | UCOP | 7431218
4 | 2024-01-09 | UCOP | 7431218
5 | 2024-01-09 | UCOP | 7431218
6 | 2024-01-09 | UCOP | 7431218
7 | 2024-01-09 | UCOP | 7431218
8 | 2024-01-09 | UCOP | 7431218
9 | 2024-01-09 | UCOP | 7431218
10 | 2024-01-09 | UCOP | 7431218
11 | 2024-01-09 | UCOP | 7431218
12 | 2024-01-09 | UCOP | 7431218
13 | 2024-01-09 | UCOP | 7431218
14 | 2024-01-09 | UCOP | 7431218
15 | 2024-01-09 | UCOP | 7431218
16 | 2024-01-09 | UCOP | 7431218
17 | 2024-01-09 | UCOP | 7431218
18 | 2024-01-09 | UCOP | 7431218
19 | 2024-01-09 | UCOP | 7431218
20 | 2024-01-09 | UCOP | 7431218
21 | 2024-01-09 | UCOP | 7431218
22 | 2024-01-09 | UCOP | 7431218
23 | 2024-01-09 | UCOP | 7431218
0 | 2024-01-10 | UCOP | 7431218
1 | 2024-01-10 | UCOP | 7431218
2 | 2024-01-10 | UCOP | 7431218
3 | 2024-01-10 | UCOP | 7431218
4 | 2024-01-10 | UCOP | 7431218
5 | 2024-01-10 | UCOP | 7431218
6 | 2024-01-10 | UCOP | 7431218
7 | 2024-01-10 | UCOP | 7431218
8 | 2024-01-10 | UCOP | 7431218
9 | 2024-01-10 | UCOP | 7431218
10 | 2024-01-10 | UCOP | 7431218
11 | 2024-01-10 | UCOP | 7431218
12 | 2024-01-10 | UCOP | 7431218
13 | 2024-01-10 | UCOP | 7431218
14 | 2024-01-10 | UCOP | 7431218
15 | 2024-01-10 | UCOP | 7431218
16 | 2024-01-10 | UCOP | 7431218
17 | 2024-01-10 | UCOP | 7431218
18 | 2024-01-10 | UCOP | 7431218
19 | 2024-01-10 | UCOP | 7431218
20 | 2024-01-10 | UCOP | 7431218
21 | 2024-01-10 | UCOP | 7431218
22 | 2024-01-10 | UCOP | 7431218
23 | 2024-01-10 | UCOP | 7431218
0 | 2024-01-11 | UCOP | 7431218
1 | 2024-01-11 | UCOP | 7431218
2 | 2024-01-11 | UCOP | 7431218
3 | 2024-01-11 | UCOP | 7431218
4 | 2024-01-11 | UCOP | 7431218
5 | 2024-01-11 | UCOP | 7431218
6 | 2024-01-11 | UCOP | 7431218
7 | 2024-01-11 | UCOP | 7431218
8 | 2024-01-11 | UCOP | 7431218
9 | 2024-01-11 | UCOP | 7431218
10 | 2024-01-11 | UCOP | 7431218
11 | 2024-01-11 | UCOP | 7431218
12 | 2024-01-11 | UCOP | 7431218
13 | 2024-01-11 | UCOP | 7431218
14 | 2024-01-11 | UCOP | 7431218
15 | 2024-01-11 | UCOP | 7431218
16 | 2024-01-11 | UCOP | 7431218
17 | 2024-01-11 | UCOP | 7431218
18 | 2024-01-11 | UCOP | 7431218
19 | 2024-01-11 | UCOP | 7431218
20 | 2024-01-11 | UCOP | 7431218
21 | 2024-01-11 | UCOP | 7431218
22 | 2024-01-11 | UCOP | 7431218
23 | 2024-01-11 | UCOP | 7431218
0 | 2024-01-12 | UCOP | 7431218
1 | 2024-01-12 | UCOP | 7431218
2 | 2024-01-12 | UCOP | 7431218
3 | 2024-01-12 | UCOP | 7431218
4 | 2024-01-12 | UCOP | 7431218
5 | 2024-01-12 | UCOP | 7431218
6 | 2024-01-12 | UCOP | 7431218
7 | 2024-01-12 | UCOP | 7431218
8 | 2024-01-12 | UCOP | 7431218
9 | 2024-01-12 | UCOP | 7431218
10 | 2024-01-12 | UCOP | 7431218
11 | 2024-01-12 | UCOP | 7431218
12 | 2024-01-12 | UCOP | 7431218
13 | 2024-01-12 | UCOP | 7431218
14 | 2024-01-12 | UCOP | 7431218
15 | 2024-01-12 | UCOP | 7431218
16 | 2024-01-12 | UCOP | 7431218
17 | 2024-01-12 | UCOP | 7431218
18 | 2024-01-12 | UCOP | 7431218
19 | 2024-01-12 | UCOP | 7431218
20 | 2024-01-12 | UCOP | 7431218
21 | 2024-01-12 | UCOP | 7431218
22 | 2024-01-12 | UCOP | 7431218
23 | 2024-01-12 | UCOP | 7431218
0 | 2024-01-13 | UCOP | 7431218
1 | 2024-01-13 | UCOP | 7431218
2 | 2024-01-13 | UCOP | 7431218
3 | 2024-01-13 | UCOP | 7431218
4 | 2024-01-13 | UCOP | 7431218
5 | 2024-01-13 | UCOP | 7431218
6 | 2024-01-13 | UCOP | 7431218
7 | 2024-01-13 | UCOP | 7431218
8 | 2024-01-13 | UCOP | 7431218
9 | 2024-01-13 | UCOP | 7431218
10 | 2024-01-13 | UCOP | 7431218
11 | 2024-01-13 | UCOP | 7431218
12 | 2024-01-13 | UCOP | 7431218
13 | 2024-01-13 | UCOP | 7431218
14 | 2024-01-13 | UCOP | 7431218
15 | 2024-01-13 | UCOP | 7431218
16 | 2024-01-13 | UCOP | 7431218
17 | 2024-01-13 | UCOP | 7431218
18 | 2024-01-13 | UCOP | 7431218
19 | 2024-01-13 | UCOP | 7431218
20 | 2024-01-13 | UCOP | 7431218
21 | 2024-01-13 | UCOP | 7431218
22 | 2024-01-13 | UCOP | 7431218
23 | 2024-01-13 | UCOP | 7431218
0 | 2024-01-14 | UCOP | 7431218
1 | 2024-01-14 | UCOP | 7431218
2 | 2024-01-14 | UCOP | 7431218
3 | 2024-01-14 | UCOP | 7431218
4 | 2024-01-14 | UCOP | 7431218
5 | 2024-01-14 | UCOP | 7431218
6 | 2024-01-14 | UCOP | 7431218
7 | 2024-01-14 | UCOP | 7431218
8 | 2024-01-14 | UCOP | 7431218
9 | 2024-01-14 | UCOP | 7431218
10 | 2024-01-14 | UCOP | 7431218
11 | 2024-01-14 | UCOP | 7431218
12 | 2024-01-14 | UCOP | 7431218
13 | 2024-01-14 | UCOP | 7431218
14 | 2024-01-14 | UCOP | 7431218
15 | 2024-01-14 | UCOP | 7431218
16 | 2024-01-14 | UCOP | 7431218
17 | 2024-01-14 | UCOP | 7431218
18 | 2024-01-14 | UCOP | 7431218
19 | 2024-01-14 | UCOP | 7431218
20 | 2024-01-14 | UCOP | 7431218
21 | 2024-01-14 | UCOP | 7431218
22 | 2024-01-14 | UCOP | 7431218
23 | 2024-01-14 | UCOP | 7431218
0 | 2024-01-15 | UCOP | 7431218
1 | 2024-01-15 | UCOP | 7431218
2 | 2024-01-15 | UCOP | 7431218
3 | 2024-01-15 | UCOP | 7431218
4 | 2024-01-15 | UCOP | 7431218
5 | 2024-01-15 | UCOP | 7431218
6 | 2024-01-15 | UCOP | 7431218
7 | 2024-01-15 | UCOP | 7431218
8 | 2024-01-15 | UCOP | 7431218
9 | 2024-01-15 | UCOP | 7431218
10 | 2024-01-15 | UCOP | 7431218
11 | 2024-01-15 | UCOP | 7431218
12 | 2024-01-15 | UCOP | 7431218
13 | 2024-01-15 | UCOP | 7431218
14 | 2024-01-15 | UCOP | 7431218
15 | 2024-01-15 | UCOP | 7431218
16 | 2024-01-15 | UCOP | 7431218
17 | 2024-01-15 | UCOP | 7431218
18 | 2024-01-15 | UCOP | 7431218
19 | 2024-01-15 | UCOP | 7431218
20 | 2024-01-15 | UCOP | 7431218
21 | 2024-01-15 | UCOP | 7431218
22 | 2024-01-15 | UCOP | 7431218
23 | 2024-01-15 | UCOP | 7431218
0 | 2024-01-16 | UCOP | 7431218
1 | 2024-01-16 | UCOP | 7431218
2 | 2024-01-16 | UCOP | 7431218
3 | 2024-01-16 | UCOP | 7431218
4 | 2024-01-16 | UCOP | 7431218
5 | 2024-01-16 | UCOP | 7431218
6 | 2024-01-16 | UCOP | 7431218
7 | 2024-01-16 | UCOP | 7431218
8 | 2024-01-16 | UCOP | 7431218
9 | 2024-01-16 | UCOP | 7431218
10 | 2024-01-16 | UCOP | 7431218
11 | 2024-01-16 | UCOP | 7431218
12 | 2024-01-16 | UCOP | 7431218
13 | 2024-01-16 | UCOP | 7431218
14 | 2024-01-16 | UCOP | 7431218
15 | 2024-01-16 | UCOP | 7431218
16 | 2024-01-16 | UCOP | 7431218
17 | 2024-01-16 | UCOP | 7431218
18 | 2024-01-16 | UCOP | 7431218
19 | 2024-01-16 | UCOP | 7431218
20 | 2024-01-16 | UCOP | 7431218
21 | 2024-01-16 | UCOP | 7431218
22 | 2024-01-16 | UCOP | 7431218
23 | 2024-01-16 | UCOP | 7431218
0 | 2024-01-17 | UCOP | 7431218
1 | 2024-01-17 | UCOP | 7431218
2 | 2024-01-17 | UCOP | 7431218
3 | 2024-01-17 | UCOP | 7431218
4 | 2024-01-17 | UCOP | 7431218
5 | 2024-01-17 | UCOP | 7431218
6 | 2024-01-17 | UCOP | 7431218
7 | 2024-01-17 | UCOP | 7431218
8 | 2024-01-17 | UCOP | 7431218
9 | 2024-01-17 | UCOP | 7431218
10 | 2024-01-17 | UCOP | 7431218
11 | 2024-01-17 | UCOP | 7431218
12 | 2024-01-17 | UCOP | 7431218
13 | 2024-01-17 | UCOP | 7431218
14 | 2024-01-17 | UCOP | 7431218
15 | 2024-01-17 | UCOP | 7431218
16 | 2024-01-17 | UCOP | 7431218
17 | 2024-01-17 | UCOP | 7431218
18 | 2024-01-17 | UCOP | 7431218
19 | 2024-01-17 | UCOP | 7431218
20 | 2024-01-17 | UCOP | 7431218
21 | 2024-01-17 | UCOP | 7431218
22 | 2024-01-17 | UCOP | 7431218
23 | 2024-01-17 | UCOP | 7431218
0 | 2024-01-18 | UCOP | 7431218
1 | 2024-01-18 | UCOP | 7431218
2 | 2024-01-18 | UCOP | 7431218
3 | 2024-01-18 | UCOP | 7431218
4 | 2024-01-18 | UCOP | 7431218
5 | 2024-01-18 | UCOP | 7431218
6 | 2024-01-18 | UCOP | 7431218
7 | 2024-01-18 | UCOP | 7431218
8 | 2024-01-18 | UCOP | 7431218
9 | 2024-01-18 | UCOP | 7431218
10 | 2024-01-18 | UCOP | 7431218
11 | 2024-01-18 | UCOP | 7431218
12 | 2024-01-18 | UCOP | 7431218
13 | 2024-01-18 | UCOP | 7431218
14 | 2024-01-18 | UCOP | 7431218
15 | 2024-01-18 | UCOP | 7431218
16 | 2024-01-18 | UCOP | 7431218
17 | 2024-01-18 | UCOP | 7431218
18 | 2024-01-18 | UCOP | 7431218
19 | 2024-01-18 | UCOP | 7431218
20 | 2024-01-18 | UCOP | 7431218
21 | 2024-01-18 | UCOP | 7431218
22 | 2024-01-18 | UCOP | 7431218
23 | 2024-01-18 | UCOP | 7431218
0 | 2024-01-19 | UCOP | 7431218
1 | 2024-01-19 | UCOP | 7431218
2 | 2024-01-19 | UCOP | 7431218
3 | 2024-01-19 | UCOP | 7431218
4 | 2024-01-19 | UCOP | 7431218
5 | 2024-01-19 | UCOP | 7431218
6 | 2024-01-19 | UCOP | 7431218
7 | 2024-01-19 | UCOP | 7431218
8 | 2024-01-19 | UCOP | 7431218
9 | 2024-01-19 | UCOP | 7431218
10 | 2024-01-19 | UCOP | 7431218
11 | 2024-01-19 | UCOP | 7431218
12 | 2024-01-19 | UCOP | 7431218
13 | 2024-01-19 | UCOP | 7431218
14 | 2024-01-19 | UCOP | 7431218
15 | 2024-01-19 | UCOP | 7431218
16 | 2024-01-19 | UCOP | 7431218
17 | 2024-01-19 | UCOP | 7431218
18 | 2024-01-19 | UCOP | 7431218
19 | 2024-01-19 | UCOP | 7431218
20 | 2024-01-19 | UCOP | 7431218
21 | 2024-01-19 | UCOP | 7431218
22 | 2024-01-19 | UCOP | 7431218
23 | 2024-01-19 | UCOP | 7431218
0 | 2024-01-20 | UCOP | 7431218
1 | 2024-01-20 | UCOP | 7431218
2 | 2024-01-20 | UCOP | 7431218
3 | 2024-01-20 | UCOP | 7431218
4 | 2024-01-20 | UCOP | 7431218
5 | 2024-01-20 | UCOP | 7431218
6 | 2024-01-20 | UCOP | 7431218
7 | 2024-01-20 | UCOP | 7431218
8 | 2024-01-20 | UCOP | 7431218
9 | 2024-01-20 | UCOP | 7431218
10 | 2024-01-20 | UCOP | 7431218
11 | 2024-01-20 | UCOP | 7431218
12 | 2024-01-20 | UCOP | 7431218
13 | 2024-01-20 | UCOP | 7431218
14 | 2024-01-20 | UCOP | 7431218
15 | 2024-01-20 | UCOP | 7431218
16 | 2024-01-20 | UCOP | 7431218
17 | 2024-01-20 | UCOP | 7431218
18 | 2024-01-20 | UCOP | 7431218
19 | 2024-01-20 | UCOP | 7431218
20 | 2024-01-20 | UCOP | 7431218
21 | 2024-01-20 | UCOP | 7431218
22 | 2024-01-20 | UCOP | 7431218
23 | 2024-01-20 | UCOP | 7431218
0 | 2024-01-21 | UCOP | 7431218
1 | 2024-01-21 | UCOP | 7431218
2 | 2024-01-21 | UCOP | 7431218
3 | 2024-01-21 | UCOP | 7431218
4 | 2024-01-21 | UCOP | 7431218
5 | 2024-01-21 | UCOP | 7431218
6 | 2024-01-21 | UCOP | 7431218
7 | 2024-01-21 | UCOP | 7431218
8 | 2024-01-21 | UCOP | 7431218
9 | 2024-01-21 | UCOP | 7431218
10 | 2024-01-21 | UCOP | 7431218
11 | 2024-01-21 | UCOP | 7431218
12 | 2024-01-21 | UCOP | 7431218
13 | 2024-01-21 | UCOP | 7431218
14 | 2024-01-21 | UCOP | 7431218
15 | 2024-01-21 | UCOP | 7431218
16 | 2024-01-21 | UCOP | 7431218
17 | 2024-01-21 | UCOP | 7431218
18 | 2024-01-21 | UCOP | 7431218
19 | 2024-01-21 | UCOP | 7431218
20 | 2024-01-21 | UCOP | 7431218
21 | 2024-01-21 | UCOP | 7431218
22 | 2024-01-21 | UCOP | 7431218
23 | 2024-01-21 | UCOP | 7431218
0 | 2024-01-22 | UCOP | 7431218
1 | 2024-01-22 | UCOP | 7431218
2 | 2024-01-22 | UCOP | 7431218
3 | 2024-01-22 | UCOP | 7431218
4 | 2024-01-22 | UCOP | 7431218
5 | 2024-01-22 | UCOP | 7431218
6 | 2024-01-22 | UCOP | 7431218
7 | 2024-01-22 | UCOP | 7431218
8 | 2024-01-22 | UCOP | 7431218
9 | 2024-01-22 | UCOP | 7431218
10 | 2024-01-22 | UCOP | 7431218
11 | 2024-01-22 | UCOP | 7431218
12 | 2024-01-22 | UCOP | 7431218
13 | 2024-01-22 | UCOP | 7431218
14 | 2024-01-22 | UCOP | 7431218
15 | 2024-01-22 | UCOP | 7431218
16 | 2024-01-22 | UCOP | 7431218
17 | 2024-01-22 | UCOP | 7431218
18 | 2024-01-22 | UCOP | 7431218
19 | 2024-01-22 | UCOP | 7431218
20 | 2024-01-22 | UCOP | 7431218
21 | 2024-01-22 | UCOP | 7431218
22 | 2024-01-22 | UCOP | 7431218
23 | 2024-01-22 | UCOP | 7431218
0 | 2024-01-23 | UCOP | 7431218
1 | 2024-01-23 | UCOP | 7431218
2 | 2024-01-23 | UCOP | 7431218
3 | 2024-01-23 | UCOP | 7431218
4 | 2024-01-23 | UCOP | 7431218
5 | 2024-01-23 | UCOP | 7431218
6 | 2024-01-23 | UCOP | 7431218
7 | 2024-01-23 | UCOP | 7431218
8 | 2024-01-23 | UCOP | 7431218
9 | 2024-01-23 | UCOP | 7431218
10 | 2024-01-23 | UCOP | 7431218
11 | 2024-01-23 | UCOP | 7431218
12 | 2024-01-23 | UCOP | 7431218
13 | 2024-01-23 | UCOP | 7431218
14 | 2024-01-23 | UCOP | 7431218
15 | 2024-01-23 | UCOP | 7431218
16 | 2024-01-23 | UCOP | 7431218
17 | 2024-01-23 | UCOP | 7431218
18 | 2024-01-23 | UCOP | 7431218
19 | 2024-01-23 | UCOP | 7431218
20 | 2024-01-23 | UCOP | 7431218
21 | 2024-01-23 | UCOP | 7431218
22 | 2024-01-23 | UCOP | 7431218
23 | 2024-01-23 | UCOP | 7431218
0 | 2024-01-24 | UCOP | 7431218
1 | 2024-01-24 | UCOP | 7431218
2 | 2024-01-24 | UCOP | 7431218
3 | 2024-01-24 | UCOP | 7431218
4 | 2024-01-24 | UCOP | 7431218
5 | 2024-01-24 | UCOP | 7431218
6 | 2024-01-24 | UCOP | 7431218
7 | 2024-01-24 | UCOP | 7431218
8 | 2024-01-24 | UCOP | 7431218
9 | 2024-01-24 | UCOP | 7431218
10 | 2024-01-24 | UCOP | 7431218
11 | 2024-01-24 | UCOP | 7431218
12 | 2024-01-24 | UCOP | 7431218
13 | 2024-01-24 | UCOP | 7431218
14 | 2024-01-24 | UCOP | 7431218
15 | 2024-01-24 | UCOP | 7431218
16 | 2024-01-24 | UCOP | 7431218
17 | 2024-01-24 | UCOP | 7431218
18 | 2024-01-24 | UCOP | 7431218
19 | 2024-01-24 | UCOP | 7431218
20 | 2024-01-24 | UCOP | 7431218
21 | 2024-01-24 | UCOP | 7431218
22 | 2024-01-24 | UCOP | 7431218
23 | 2024-01-24 | UCOP | 7431218
0 | 2024-01-25 | UCOP | 7431218
1 | 2024-01-25 | UCOP | 7431218
2 | 2024-01-25 | UCOP | 7431218
3 | 2024-01-25 | UCOP | 7431218
4 | 2024-01-25 | UCOP | 7431218
5 | 2024-01-25 | UCOP | 7431218
6 | 2024-01-25 | UCOP | 7431218
7 | 2024-01-25 | UCOP | 7431218
8 | 2024-01-25 | UCOP | 7431218
9 | 2024-01-25 | UCOP | 7431218
10 | 2024-01-25 | UCOP | 7431218
11 | 2024-01-25 | UCOP | 7431218
12 | 2024-01-25 | UCOP | 7431218
13 | 2024-01-25 | UCOP | 7431218
14 | 2024-01-25 | UCOP | 7431218
15 | 2024-01-25 | UCOP | 7431218
16 | 2024-01-25 | UCOP | 7431218
17 | 2024-01-25 | UCOP | 7431218
18 | 2024-01-25 | UCOP | 7431218
19 | 2024-01-25 | UCOP | 7431218
20 | 2024-01-25 | UCOP | 7431218
21 | 2024-01-25 | UCOP | 7431218
22 | 2024-01-25 | UCOP | 7431218
23 | 2024-01-25 | UCOP | 7431218
0 | 2024-01-26 | UCOP | 7431218
1 | 2024-01-26 | UCOP | 7431218
2 | 2024-01-26 | UCOP | 7431218
3 | 2024-01-26 | UCOP | 7431218
4 | 2024-01-26 | UCOP | 7431218
5 | 2024-01-26 | UCOP | 7431218
6 | 2024-01-26 | UCOP | 7431218
7 | 2024-01-26 | UCOP | 7431218
8 | 2024-01-26 | UCOP | 7431218
9 | 2024-01-26 | UCOP | 7431218
10 | 2024-01-26 | UCOP | 7431218
11 | 2024-01-26 | UCOP | 7431218
12 | 2024-01-26 | UCOP | 7431218
13 | 2024-01-26 | UCOP | 7431218
14 | 2024-01-26 | UCOP | 7431218
15 | 2024-01-26 | UCOP | 7431218
16 | 2024-01-26 | UCOP | 7431218
17 | 2024-01-26 | UCOP | 7431218
18 | 2024-01-26 | UCOP | 7431218
19 | 2024-01-26 | UCOP | 7431218
20 | 2024-01-26 | UCOP | 7431218
21 | 2024-01-26 | UCOP | 7431218
22 | 2024-01-26 | UCOP | 7431218
23 | 2024-01-26 | UCOP | 7431218
0 | 2024-01-27 | UCOP | 7431218
1 | 2024-01-27 | UCOP | 7431218
2 | 2024-01-27 | UCOP | 7431218
3 | 2024-01-27 | UCOP | 7431218
4 | 2024-01-27 | UCOP | 7431218
5 | 2024-01-27 | UCOP | 7431218
6 | 2024-01-27 | UCOP | 7431218
7 | 2024-01-27 | UCOP | 7431218
8 | 2024-01-27 | UCOP | 7431218
9 | 2024-01-27 | UCOP | 7431218
10 | 2024-01-27 | UCOP | 7431218
11 | 2024-01-27 | UCOP | 7431218
12 | 2024-01-27 | UCOP | 7431218
13 | 2024-01-27 | UCOP | 7431218
14 | 2024-01-27 | UCOP | 7431218
15 | 2024-01-27 | UCOP | 7431218
16 | 2024-01-27 | UCOP | 7431218
17 | 2024-01-27 | UCOP | 7431218
18 | 2024-01-27 | UCOP | 7431218
19 | 2024-01-27 | UCOP | 7431218
20 | 2024-01-27 | UCOP | 7431218
21 | 2024-01-27 | UCOP | 7431218
22 | 2024-01-27 | UCOP | 7431218
23 | 2024-01-27 | UCOP | 7431218
0 | 2024-01-28 | UCOP | 7431218
1 | 2024-01-28 | UCOP | 7431218
2 | 2024-01-28 | UCOP | 7431218
3 | 2024-01-28 | UCOP | 7431218
4 | 2024-01-28 | UCOP | 7431218
5 | 2024-01-28 | UCOP | 7431218
6 | 2024-01-28 | UCOP | 7431218
7 | 2024-01-28 | UCOP | 7431218
8 | 2024-01-28 | UCOP | 7431218
9 | 2024-01-28 | UCOP | 7431218
10 | 2024-01-28 | UCOP | 7431218
11 | 2024-01-28 | UCOP | 7431218
12 | 2024-01-28 | UCOP | 7431218
13 | 2024-01-28 | UCOP | 7431218
14 | 2024-01-28 | UCOP | 7431218
15 | 2024-01-28 | UCOP | 7431218
16 | 2024-01-28 | UCOP | 7431218
17 | 2024-01-28 | UCOP | 7431218
18 | 2024-01-28 | UCOP | 7431218
19 | 2024-01-28 | UCOP | 7431218
20 | 2024-01-28 | UCOP | 7431218
21 | 2024-01-28 | UCOP | 7431218
22 | 2024-01-28 | UCOP | 7431218
23 | 2024-01-28 | UCOP | 7431218
0 | 2024-01-29 | UCOP | 7431218
1 | 2024-01-29 | UCOP | 7431218
2 | 2024-01-29 | UCOP | 7431218
3 | 2024-01-29 | UCOP | 7431218
4 | 2024-01-29 | UCOP | 7431218
5 | 2024-01-29 | UCOP | 7431218
6 | 2024-01-29 | UCOP | 7431218
7 | 2024-01-29 | UCOP | 7431218
8 | 2024-01-29 | UCOP | 7431218
9 | 2024-01-29 | UCOP | 7431218
10 | 2024-01-29 | UCOP | 7431218
11 | 2024-01-29 | UCOP | 7431218
12 | 2024-01-29 | UCOP | 7431218
13 | 2024-01-29 | UCOP | 7431218
14 | 2024-01-29 | UCOP | 7431218
15 | 2024-01-29 | UCOP | 7431218
16 | 2024-01-29 | UCOP | 7431218
17 | 2024-01-29 | UCOP | 7431218
18 | 2024-01-29 | UCOP | 7431218
19 | 2024-01-29 | UCOP | 7431218
20 | 2024-01-29 | UCOP | 7431218
21 | 2024-01-29 | UCOP | 7431218
22 | 2024-01-29 | UCOP | 7431218
23 | 2024-01-29 | UCOP | 7431218
0 | 2024-01-30 | UCOP | 7431218
1 | 2024-01-30 | UCOP | 7431218
2 | 2024-01-30 | UCOP | 7431218
3 | 2024-01-30 | UCOP | 7431218
4 | 2024-01-30 | UCOP | 7431218
5 | 2024-01-30 | UCOP | 7431218
6 | 2024-01-30 | UCOP | 7431218
7 | 2024-01-30 | UCOP | 7431218
8 | 2024-01-30 | UCOP | 7431218
9 | 2024-01-30 | UCOP | 7431218
10 | 2024-01-30 | UCOP | 7431218
11 | 2024-01-30 | UCOP | 7431218
12 | 2024-01-30 | UCOP | 7431218
13 | 2024-01-30 | UCOP | 7431218
14 | 2024-01-30 | UCOP | 7431218
15 | 2024-01-30 | UCOP | 7431218
16 | 2024-01-30 | UCOP | 7431218
17 | 2024-01-30 | UCOP | 7431218
18 | 2024-01-30 | UCOP | 7431218
19 | 2024-01-30 | UCOP | 7431218
20 | 2024-01-30 | UCOP | 7431218
21 | 2024-01-30 | UCOP | 7431218
22 | 2024-01-30 | UCOP | 7431218
23 | 2024-01-30 | UCOP | 7431218
0 | 2024-01-31 | UCOP | 7431218
1 | 2024-01-31 | UCOP | 7431218
2 | 2024-01-31 | UCOP | 7431218
3 | 2024-01-31 | UCOP | 7431218
4 | 2024-01-31 | UCOP | 7431218
5 | 2024-01-31 | UCOP | 7431218
6 | 2024-01-31 | UCOP | 7431218
7 | 2024-01-31 | UCOP | 7431218
8 | 2024-01-31 | UCOP | 7431218
9 | 2024-01-31 | UCOP | 7431218
10 | 2024-01-31 | UCOP | 7431218
11 | 2024-01-31 | UCOP | 7431218
12 | 2024-01-31 | UCOP | 7431218
13 | 2024-01-31 | UCOP | 7431218
14 | 2024-01-31 | UCOP | 7431218
15 | 2024-01-31 | UCOP | 7431218
16 | 2024-01-31 | UCOP | 7431218
17 | 2024-01-31 | UCOP | 7431218
18 | 2024-01-31 | UCOP | 7431218
19 | 2024-01-31 | UCOP | 7431218
20 | 2024-01-31 | UCOP | 7431218
21 | 2024-01-31 | UCOP | 7431218
22 | 2024-01-31 | UCOP | 7431218
23 | 2024-01-31 | UCOP | 7431218
0 | 2024-02-01 | UCOP | 7431218
1 | 2024-02-01 | UCOP | 7431218
2 | 2024-02-01 | UCOP | 7431218
3 | 2024-02-01 | UCOP | 7431218
4 | 2024-02-01 | UCOP | 7431218
5 | 2024-02-01 | UCOP | 7431218
6 | 2024-02-01 | UCOP | 7431218
7 | 2024-02-01 | UCOP | 7431218
8 | 2024-02-01 | UCOP | 7431218
9 | 2024-02-01 | UCOP | 7431218
10 | 2024-02-01 | UCOP | 7431218
11 | 2024-02-01 | UCOP | 7431218
12 | 2024-02-01 | UCOP | 7431218
13 | 2024-02-01 | UCOP | 7431218
14 | 2024-02-01 | UCOP | 7431218
15 | 2024-02-01 | UCOP | 7431218
16 | 2024-02-01 | UCOP | 7431218
17 | 2024-02-01 | UCOP | 7431218
18 | 2024-02-01 | UCOP | 7431218
19 | 2024-02-01 | UCOP | 7431218
20 | 2024-02-01 | UCOP | 7431218
21 | 2024-02-01 | UCOP | 7431218
22 | 2024-02-01 | UCOP | 7431218
23 | 2024-02-01 | UCOP | 7431218
0 | 2024-02-02 | UCOP | 7431218
1 | 2024-02-02 | UCOP | 7431218
2 | 2024-02-02 | UCOP | 7431218
3 | 2024-02-02 | UCOP | 7431218
4 | 2024-02-02 | UCOP | 7431218
5 | 2024-02-02 | UCOP | 7431218
6 | 2024-02-02 | UCOP | 7431218
7 | 2024-02-02 | UCOP | 7431218
8 | 2024-02-02 | UCOP | 7431218
9 | 2024-02-02 | UCOP | 7431218
10 | 2024-02-02 | UCOP | 7431218
11 | 2024-02-02 | UCOP | 7431218
12 | 2024-02-02 | UCOP | 7431218
13 | 2024-02-02 | UCOP | 7431218
14 | 2024-02-02 | UCOP | 7431218
15 | 2024-02-02 | UCOP | 7431218
16 | 2024-02-02 | UCOP | 7431218
17 | 2024-02-02 | UCOP | 7431218
18 | 2024-02-02 | UCOP | 7431218
19 | 2024-02-02 | UCOP | 7431218
20 | 2024-02-02 | UCOP | 7431218
21 | 2024-02-02 | UCOP | 7431218
22 | 2024-02-02 | UCOP | 7431218
23 | 2024-02-02 | UCOP | 7431218
0 | 2024-02-03 | UCOP | 7431218
1 | 2024-02-03 | UCOP | 7431218
2 | 2024-02-03 | UCOP | 7431218
3 | 2024-02-03 | UCOP | 7431218
4 | 2024-02-03 | UCOP | 7431218
5 | 2024-02-03 | UCOP | 7431218
6 | 2024-02-03 | UCOP | 7431218
7 | 2024-02-03 | UCOP | 7431218
8 | 2024-02-03 | UCOP | 7431218
9 | 2024-02-03 | UCOP | 7431218
10 | 2024-02-03 | UCOP | 7431218
11 | 2024-02-03 | UCOP | 7431218
12 | 2024-02-03 | UCOP | 7431218
13 | 2024-02-03 | UCOP | 7431218
14 | 2024-02-03 | UCOP | 7431218
15 | 2024-02-03 | UCOP | 7431218
16 | 2024-02-03 | UCOP | 7431218
17 | 2024-02-03 | UCOP | 7431218
18 | 2024-02-03 | UCOP | 7431218
19 | 2024-02-03 | UCOP | 7431218
20 | 2024-02-03 | UCOP | 7431218
21 | 2024-02-03 | UCOP | 7431218
22 | 2024-02-03 | UCOP | 7431218
23 | 2024-02-03 | UCOP | 7431218
0 | 2024-02-04 | UCOP | 7431218
1 | 2024-02-04 | UCOP | 7431218
2 | 2024-02-04 | UCOP | 7431218
3 | 2024-02-04 | UCOP | 7431218
4 | 2024-02-04 | UCOP | 7431218
5 | 2024-02-04 | UCOP | 7431218
6 | 2024-02-04 | UCOP | 7431218
7 | 2024-02-04 | UCOP | 7431218
8 | 2024-02-04 | UCOP | 7431218
9 | 2024-02-04 | UCOP | 7431218
10 | 2024-02-04 | UCOP | 7431218
11 | 2024-02-04 | UCOP | 7431218
12 | 2024-02-04 | UCOP | 7431218
13 | 2024-02-04 | UCOP | 7431218
14 | 2024-02-04 | UCOP | 7431218
15 | 2024-02-04 | UCOP | 7431218
16 | 2024-02-04 | UCOP | 7431218
17 | 2024-02-04 | UCOP | 7431218
18 | 2024-02-04 | UCOP | 7431218
19 | 2024-02-04 | UCOP | 7431218
20 | 2024-02-04 | UCOP | 7431218
21 | 2024-02-04 | UCOP | 7431218
22 | 2024-02-04 | UCOP | 7431218
23 | 2024-02-04 | UCOP | 7431218
0 | 2024-02-05 | UCOP | 7431218
1 | 2024-02-05 | UCOP | 7431218
2 | 2024-02-05 | UCOP | 7431218
3 | 2024-02-05 | UCOP | 7431218
4 | 2024-02-05 | UCOP | 7431218
5 | 2024-02-05 | UCOP | 7431218
6 | 2024-02-05 | UCOP | 7431218
7 | 2024-02-05 | UCOP | 7431218
8 | 2024-02-05 | UCOP | 7431218
9 | 2024-02-05 | UCOP | 7431218
10 | 2024-02-05 | UCOP | 7431218
11 | 2024-02-05 | UCOP | 7431218
12 | 2024-02-05 | UCOP | 7431218
13 | 2024-02-05 | UCOP | 7431218
14 | 2024-02-05 | UCOP | 7431218
15 | 2024-02-05 | UCOP | 7431218
16 | 2024-02-05 | UCOP | 7431218
17 | 2024-02-05 | UCOP | 7431218
18 | 2024-02-05 | UCOP | 7431218
19 | 2024-02-05 | UCOP | 7431218
20 | 2024-02-05 | UCOP | 7431218
21 | 2024-02-05 | UCOP | 7431218
22 | 2024-02-05 | UCOP | 7431218
23 | 2024-02-05 | UCOP | 7431218
0 | 2024-02-06 | UCOP | 7431218
1 | 2024-02-06 | UCOP | 7431218
2 | 2024-02-06 | UCOP | 7431218
3 | 2024-02-06 | UCOP | 7431218
4 | 2024-02-06 | UCOP | 7431218
5 | 2024-02-06 | UCOP | 7431218
6 | 2024-02-06 | UCOP | 7431218
7 | 2024-02-06 | UCOP | 7431218
8 | 2024-02-06 | UCOP | 7431218
9 | 2024-02-06 | UCOP | 7431218
10 | 2024-02-06 | UCOP | 7431218
11 | 2024-02-06 | UCOP | 7431218
12 | 2024-02-06 | UCOP | 7431218
13 | 2024-02-06 | UCOP | 7431218
14 | 2024-02-06 | UCOP | 7431218
15 | 2024-02-06 | UCOP | 7431218
16 | 2024-02-06 | UCOP | 7431218
17 | 2024-02-06 | UCOP | 7431218
18 | 2024-02-06 | UCOP | 7431218
19 | 2024-02-06 | UCOP | 7431218
20 | 2024-02-06 | UCOP | 7431218
21 | 2024-02-06 | UCOP | 7431218
22 | 2024-02-06 | UCOP | 7431218
23 | 2024-02-06 | UCOP | 7431218
0 | 2024-02-07 | UCOP | 7431218
1 | 2024-02-07 | UCOP | 7431218
2 | 2024-02-07 | UCOP | 7431218
3 | 2024-02-07 | UCOP | 7431218
4 | 2024-02-07 | UCOP | 7431218
5 | 2024-02-07 | UCOP | 7431218
6 | 2024-02-07 | UCOP | 7431218
7 | 2024-02-07 | UCOP | 7431218
8 | 2024-02-07 | UCOP | 7431218
9 | 2024-02-07 | UCOP | 7431218
10 | 2024-02-07 | UCOP | 7431218
11 | 2024-02-07 | UCOP | 7431218
12 | 2024-02-07 | UCOP | 7431218
13 | 2024-02-07 | UCOP | 7431218
14 | 2024-02-07 | UCOP | 7431218
15 | 2024-02-07 | UCOP | 7431218
16 | 2024-02-07 | UCOP | 7431218
17 | 2024-02-07 | UCOP | 7431218
18 | 2024-02-07 | UCOP | 7431218
19 | 2024-02-07 | UCOP | 7431218
20 | 2024-02-07 | UCOP | 7431218
21 | 2024-02-07 | UCOP | 7431218
22 | 2024-02-07 | UCOP | 7431218
23 | 2024-02-07 | UCOP | 7431218
0 | 2024-02-08 | UCOP | 7431218
1 | 2024-02-08 | UCOP | 7431218
2 | 2024-02-08 | UCOP | 7431218
3 | 2024-02-08 | UCOP | 7431218
4 | 2024-02-08 | UCOP | 7431218
5 | 2024-02-08 | UCOP | 7431218
6 | 2024-02-08 | UCOP | 7431218
7 | 2024-02-08 | UCOP | 7431218
8 | 2024-02-08 | UCOP | 7431218
9 | 2024-02-08 | UCOP | 7431218
10 | 2024-02-08 | UCOP | 7431218
11 | 2024-02-08 | UCOP | 7431218
12 | 2024-02-08 | UCOP | 7431218
13 | 2024-02-08 | UCOP | 7431218
14 | 2024-02-08 | UCOP | 7431218
15 | 2024-02-08 | UCOP | 7431218
16 | 2024-02-08 | UCOP | 7431218
17 | 2024-02-08 | UCOP | 7431218
18 | 2024-02-08 | UCOP | 7431218
19 | 2024-02-08 | UCOP | 7431218
20 | 2024-02-08 | UCOP | 7431218
21 | 2024-02-08 | UCOP | 7431218
22 | 2024-02-08 | UCOP | 7431218
23 | 2024-02-08 | UCOP | 7431218
0 | 2024-02-09 | UCOP | 7431218
1 | 2024-02-09 | UCOP | 7431218
2 | 2024-02-09 | UCOP | 7431218
3 | 2024-02-09 | UCOP | 7431218
4 | 2024-02-09 | UCOP | 7431218
5 | 2024-02-09 | UCOP | 7431218
6 | 2024-02-09 | UCOP | 7431218
7 | 2024-02-09 | UCOP | 7431218
8 | 2024-02-09 | UCOP | 7431218
9 | 2024-02-09 | UCOP | 7431218
10 | 2024-02-09 | UCOP | 7431218
11 | 2024-02-09 | UCOP | 7431218
12 | 2024-02-09 | UCOP | 7431218
13 | 2024-02-09 | UCOP | 7431218
14 | 2024-02-09 | UCOP | 7431218
15 | 2024-02-09 | UCOP | 7431218
16 | 2024-02-09 | UCOP | 7431218
17 | 2024-02-09 | UCOP | 7431218
18 | 2024-02-09 | UCOP | 7431218
19 | 2024-02-09 | UCOP | 7431218
20 | 2024-02-09 | UCOP | 7431218
21 | 2024-02-09 | UCOP | 7431218
22 | 2024-02-09 | UCOP | 7431218
23 | 2024-02-09 | UCOP | 7431218
0 | 2024-02-10 | UCOP | 7431218
1 | 2024-02-10 | UCOP | 7431218
2 | 2024-02-10 | UCOP | 7431218
3 | 2024-02-10 | UCOP | 7431218
4 | 2024-02-10 | UCOP | 7431218
5 | 2024-02-10 | UCOP | 7431218
6 | 2024-02-10 | UCOP | 7431218
7 | 2024-02-10 | UCOP | 7431218
8 | 2024-02-10 | UCOP | 7431218
9 | 2024-02-10 | UCOP | 7431218
10 | 2024-02-10 | UCOP | 7431218
11 | 2024-02-10 | UCOP | 7431218
12 | 2024-02-10 | UCOP | 7431218
13 | 2024-02-10 | UCOP | 7431218
14 | 2024-02-10 | UCOP | 7431218
15 | 2024-02-10 | UCOP | 7431218
16 | 2024-02-10 | UCOP | 7431218
17 | 2024-02-10 | UCOP | 7431218
18 | 2024-02-10 | UCOP | 7431218
19 | 2024-02-10 | UCOP | 7431218
20 | 2024-02-10 | UCOP | 7431218
21 | 2024-02-10 | UCOP | 7431218
22 | 2024-02-10 | UCOP | 7431218
23 | 2024-02-10 | UCOP | 7431218
0 | 2024-02-11 | UCOP | 7431218
1 | 2024-02-11 | UCOP | 7431218
2 | 2024-02-11 | UCOP | 7431218
3 | 2024-02-11 | UCOP | 7431218
4 | 2024-02-11 | UCOP | 7431218
5 | 2024-02-11 | UCOP | 7431218
6 | 2024-02-11 | UCOP | 7431218
7 | 2024-02-11 | UCOP | 7431218
8 | 2024-02-11 | UCOP | 7431218
9 | 2024-02-11 | UCOP | 7431218
10 | 2024-02-11 | UCOP | 7431218
11 | 2024-02-11 | UCOP | 7431218
12 | 2024-02-11 | UCOP | 7431218
13 | 2024-02-11 | UCOP | 7431218
14 | 2024-02-11 | UCOP | 7431218
15 | 2024-02-11 | UCOP | 7431218
16 | 2024-02-11 | UCOP | 7431218
17 | 2024-02-11 | UCOP | 7431218
18 | 2024-02-11 | UCOP | 7431218
19 | 2024-02-11 | UCOP | 7431218
20 | 2024-02-11 | UCOP | 7431218
21 | 2024-02-11 | UCOP | 7431218
22 | 2024-02-11 | UCOP | 7431218
23 | 2024-02-11 | UCOP | 7431218
0 | 2024-02-12 | UCOP | 7431218
1 | 2024-02-12 | UCOP | 7431218
2 | 2024-02-12 | UCOP | 7431218
3 | 2024-02-12 | UCOP | 7431218
4 | 2024-02-12 | UCOP | 7431218
5 | 2024-02-12 | UCOP | 7431218
6 | 2024-02-12 | UCOP | 7431218
7 | 2024-02-12 | UCOP | 7431218
8 | 2024-02-12 | UCOP | 7431218
9 | 2024-02-12 | UCOP | 7431218
10 | 2024-02-12 | UCOP | 7431218
11 | 2024-02-12 | UCOP | 7431218
12 | 2024-02-12 | UCOP | 7431218
13 | 2024-02-12 | UCOP | 7431218
14 | 2024-02-12 | UCOP | 7431218
15 | 2024-02-12 | UCOP | 7431218
16 | 2024-02-12 | UCOP | 7431218
17 | 2024-02-12 | UCOP | 7431218
18 | 2024-02-12 | UCOP | 7431218
19 | 2024-02-12 | UCOP | 7431218
20 | 2024-02-12 | UCOP | 7431218
21 | 2024-02-12 | UCOP | 7431218
22 | 2024-02-12 | UCOP | 7431218
23 | 2024-02-12 | UCOP | 7431218
0 | 2024-02-13 | UCOP | 7431218
1 | 2024-02-13 | UCOP | 7431218
2 | 2024-02-13 | UCOP | 7431218
3 | 2024-02-13 | UCOP | 7431218
4 | 2024-02-13 | UCOP | 7431218
5 | 2024-02-13 | UCOP | 7431218
6 | 2024-02-13 | UCOP | 7431218
7 | 2024-02-13 | UCOP | 7431218
8 | 2024-02-13 | UCOP | 7431218
9 | 2024-02-13 | UCOP | 7431218
10 | 2024-02-13 | UCOP | 7431218
11 | 2024-02-13 | UCOP | 7431218
12 | 2024-02-13 | UCOP | 7431218
13 | 2024-02-13 | UCOP | 7431218
14 | 2024-02-13 | UCOP | 7431218
15 | 2024-02-13 | UCOP | 7431218
16 | 2024-02-13 | UCOP | 7431218
17 | 2024-02-13 | UCOP | 7431218
18 | 2024-02-13 | UCOP | 7431218
19 | 2024-02-13 | UCOP | 7431218
20 | 2024-02-13 | UCOP | 7431218
21 | 2024-02-13 | UCOP | 7431218
22 | 2024-02-13 | UCOP | 7431218
23 | 2024-02-13 | UCOP | 7431218
0 | 2024-02-14 | UCOP | 7431218
1 | 2024-02-14 | UCOP | 7431218
2 | 2024-02-14 | UCOP | 7431218
3 | 2024-02-14 | UCOP | 7431218
4 | 2024-02-14 | UCOP | 7431218
5 | 2024-02-14 | UCOP | 7431218
6 | 2024-02-14 | UCOP | 7431218
7 | 2024-02-14 | UCOP | 7431218
8 | 2024-02-14 | UCOP | 7431218
9 | 2024-02-14 | UCOP | 7431218
10 | 2024-02-14 | UCOP | 7431218
11 | 2024-02-14 | UCOP | 7431218
12 | 2024-02-14 | UCOP | 7431218
13 | 2024-02-14 | UCOP | 7431218
14 | 2024-02-14 | UCOP | 7431218
15 | 2024-02-14 | UCOP | 7431218
16 | 2024-02-14 | UCOP | 7431218
17 | 2024-02-14 | UCOP | 7431218
18 | 2024-02-14 | UCOP | 7431218
19 | 2024-02-14 | UCOP | 7431218
20 | 2024-02-14 | UCOP | 7431218
21 | 2024-02-14 | UCOP | 7431218
22 | 2024-02-14 | UCOP | 7431218
23 | 2024-02-14 | UCOP | 7431218
0 | 2024-02-15 | UCOP | 7431218
1 | 2024-02-15 | UCOP | 7431218
2 | 2024-02-15 | UCOP | 7431218
3 | 2024-02-15 | UCOP | 7431218
4 | 2024-02-15 | UCOP | 7431218
5 | 2024-02-15 | UCOP | 7431218
6 | 2024-02-15 | UCOP | 7431218
7 | 2024-02-15 | UCOP | 7431218
8 | 2024-02-15 | UCOP | 7431218
9 | 2024-02-15 | UCOP | 7431218
10 | 2024-02-15 | UCOP | 7431218
11 | 2024-02-15 | UCOP | 7431218
12 | 2024-02-15 | UCOP | 7431218
13 | 2024-02-15 | UCOP | 7431218
14 | 2024-02-15 | UCOP | 7431218
15 | 2024-02-15 | UCOP | 7431218
16 | 2024-02-15 | UCOP | 7431218
17 | 2024-02-15 | UCOP | 7431218
18 | 2024-02-15 | UCOP | 7431218
19 | 2024-02-15 | UCOP | 7431218
20 | 2024-02-15 | UCOP | 7431218
21 | 2024-02-15 | UCOP | 7431218
22 | 2024-02-15 | UCOP | 7431218
23 | 2024-02-15 | UCOP | 7431218
0 | 2024-02-16 | UCOP | 7431218
1 | 2024-02-16 | UCOP | 7431218
2 | 2024-02-16 | UCOP | 7431218
3 | 2024-02-16 | UCOP | 7431218
4 | 2024-02-16 | UCOP | 7431218
5 | 2024-02-16 | UCOP | 7431218
6 | 2024-02-16 | UCOP | 7431218
7 | 2024-02-16 | UCOP | 7431218
8 | 2024-02-16 | UCOP | 7431218
9 | 2024-02-16 | UCOP | 7431218
10 | 2024-02-16 | UCOP | 7431218
11 | 2024-02-16 | UCOP | 7431218
12 | 2024-02-16 | UCOP | 7431218
13 | 2024-02-16 | UCOP | 7431218
14 | 2024-02-16 | UCOP | 7431218
15 | 2024-02-16 | UCOP | 7431218
16 | 2024-02-16 | UCOP | 7431218
17 | 2024-02-16 | UCOP | 7431218
18 | 2024-02-16 | UCOP | 7431218
19 | 2024-02-16 | UCOP | 7431218
20 | 2024-02-16 | UCOP | 7431218
21 | 2024-02-16 | UCOP | 7431218
22 | 2024-02-16 | UCOP | 7431218
23 | 2024-02-16 | UCOP | 7431218
0 | 2024-02-17 | UCOP | 7431218
1 | 2024-02-17 | UCOP | 7431218
2 | 2024-02-17 | UCOP | 7431218
3 | 2024-02-17 | UCOP | 7431218
4 | 2024-02-17 | UCOP | 7431218
5 | 2024-02-17 | UCOP | 7431218
6 | 2024-02-17 | UCOP | 7431218
7 | 2024-02-17 | UCOP | 7431218
8 | 2024-02-17 | UCOP | 7431218
9 | 2024-02-17 | UCOP | 7431218
10 | 2024-02-17 | UCOP | 7431218
11 | 2024-02-17 | UCOP | 7431218
12 | 2024-02-17 | UCOP | 7431218
13 | 2024-02-17 | UCOP | 7431218
14 | 2024-02-17 | UCOP | 7431218
15 | 2024-02-17 | UCOP | 7431218
16 | 2024-02-17 | UCOP | 7431218
17 | 2024-02-17 | UCOP | 7431218
18 | 2024-02-17 | UCOP | 7431218
19 | 2024-02-17 | UCOP | 7431218
20 | 2024-02-17 | UCOP | 7431218
21 | 2024-02-17 | UCOP | 7431218
22 | 2024-02-17 | UCOP | 7431218
23 | 2024-02-17 | UCOP | 7431218
0 | 2024-02-18 | UCOP | 7431218
1 | 2024-02-18 | UCOP | 7431218
2 | 2024-02-18 | UCOP | 7431218
3 | 2024-02-18 | UCOP | 7431218
4 | 2024-02-18 | UCOP | 7431218
5 | 2024-02-18 | UCOP | 7431218
6 | 2024-02-18 | UCOP | 7431218
7 | 2024-02-18 | UCOP | 7431218
8 | 2024-02-18 | UCOP | 7431218
9 | 2024-02-18 | UCOP | 7431218
10 | 2024-02-18 | UCOP | 7431218
11 | 2024-02-18 | UCOP | 7431218
12 | 2024-02-18 | UCOP | 7431218
13 | 2024-02-18 | UCOP | 7431218
14 | 2024-02-18 | UCOP | 7431218
15 | 2024-02-18 | UCOP | 7431218
16 | 2024-02-18 | UCOP | 7431218
17 | 2024-02-18 | UCOP | 7431218
18 | 2024-02-18 | UCOP | 7431218
19 | 2024-02-18 | UCOP | 7431218
20 | 2024-02-18 | UCOP | 7431218
21 | 2024-02-18 | UCOP | 7431218
22 | 2024-02-18 | UCOP | 7431218
23 | 2024-02-18 | UCOP | 7431218
0 | 2024-02-19 | UCOP | 7431218
1 | 2024-02-19 | UCOP | 7431218
2 | 2024-02-19 | UCOP | 7431218
3 | 2024-02-19 | UCOP | 7431218
4 | 2024-02-19 | UCOP | 7431218
5 | 2024-02-19 | UCOP | 7431218
6 | 2024-02-19 | UCOP | 7431218
7 | 2024-02-19 | UCOP | 7431218
8 | 2024-02-19 | UCOP | 7431218
9 | 2024-02-19 | UCOP | 7431218
10 | 2024-02-19 | UCOP | 7431218
11 | 2024-02-19 | UCOP | 7431218
12 | 2024-02-19 | UCOP | 7431218
13 | 2024-02-19 | UCOP | 7431218
14 | 2024-02-19 | UCOP | 7431218
15 | 2024-02-19 | UCOP | 7431218
16 | 2024-02-19 | UCOP | 7431218
17 | 2024-02-19 | UCOP | 7431218
18 | 2024-02-19 | UCOP | 7431218
19 | 2024-02-19 | UCOP | 7431218
20 | 2024-02-19 | UCOP | 7431218
21 | 2024-02-19 | UCOP | 7431218
22 | 2024-02-19 | UCOP | 7431218
23 | 2024-02-19 | UCOP | 7431218
0 | 2024-02-20 | UCOP | 7431218
1 | 2024-02-20 | UCOP | 7431218
2 | 2024-02-20 | UCOP | 7431218
3 | 2024-02-20 | UCOP | 7431218
4 | 2024-02-20 | UCOP | 7431218
5 | 2024-02-20 | UCOP | 7431218
6 | 2024-02-20 | UCOP | 7431218
7 | 2024-02-20 | UCOP | 7431218
8 | 2024-02-20 | UCOP | 7431218
9 | 2024-02-20 | UCOP | 7431218
10 | 2024-02-20 | UCOP | 7431218
11 | 2024-02-20 | UCOP | 7431218
12 | 2024-02-20 | UCOP | 7431218
13 | 2024-02-20 | UCOP | 7431218
14 | 2024-02-20 | UCOP | 7431218
15 | 2024-02-20 | UCOP | 7431218
16 | 2024-02-20 | UCOP | 7431218
17 | 2024-02-20 | UCOP | 7431218
18 | 2024-02-20 | UCOP | 7431218
19 | 2024-02-20 | UCOP | 7431218
20 | 2024-02-20 | UCOP | 7431218
21 | 2024-02-20 | UCOP | 7431218
22 | 2024-02-20 | UCOP | 7431218
23 | 2024-02-20 | UCOP | 7431218
0 | 2024-02-21 | UCOP | 7431218
1 | 2024-02-21 | UCOP | 7431218
2 | 2024-02-21 | UCOP | 7431218
3 | 2024-02-21 | UCOP | 7431218
4 | 2024-02-21 | UCOP | 7431218
5 | 2024-02-21 | UCOP | 7431218
6 | 2024-02-21 | UCOP | 7431218
7 | 2024-02-21 | UCOP | 7431218
8 | 2024-02-21 | UCOP | 7431218
9 | 2024-02-21 | UCOP | 7431218
10 | 2024-02-21 | UCOP | 7431218
11 | 2024-02-21 | UCOP | 7431218
12 | 2024-02-21 | UCOP | 7431218
13 | 2024-02-21 | UCOP | 7431218
14 | 2024-02-21 | UCOP | 7431218
15 | 2024-02-21 | UCOP | 7431218
16 | 2024-02-21 | UCOP | 7431218
17 | 2024-02-21 | UCOP | 7431218
18 | 2024-02-21 | UCOP | 7431218
19 | 2024-02-21 | UCOP | 7431218
20 | 2024-02-21 | UCOP | 7431218
21 | 2024-02-21 | UCOP | 7431218
22 | 2024-02-21 | UCOP | 7431218
23 | 2024-02-21 | UCOP | 7431218
0 | 2024-02-22 | UCOP | 7431218
1 | 2024-02-22 | UCOP | 7431218
2 | 2024-02-22 | UCOP | 7431218
3 | 2024-02-22 | UCOP | 7431218
4 | 2024-02-22 | UCOP | 7431218
5 | 2024-02-22 | UCOP | 7431218
6 | 2024-02-22 | UCOP | 7431218
7 | 2024-02-22 | UCOP | 7431218
8 | 2024-02-22 | UCOP | 7431218
9 | 2024-02-22 | UCOP | 7431218
10 | 2024-02-22 | UCOP | 7431218
11 | 2024-02-22 | UCOP | 7431218
12 | 2024-02-22 | UCOP | 7431218
13 | 2024-02-22 | UCOP | 7431218
14 | 2024-02-22 | UCOP | 7431218
15 | 2024-02-22 | UCOP | 7431218
16 | 2024-02-22 | UCOP | 7431218
17 | 2024-02-22 | UCOP | 7431218
18 | 2024-02-22 | UCOP | 7431218
19 | 2024-02-22 | UCOP | 7431218
20 | 2024-02-22 | UCOP | 7431218
21 | 2024-02-22 | UCOP | 7431218
22 | 2024-02-22 | UCOP | 7431218
23 | 2024-02-22 | UCOP | 7431218
0 | 2024-02-23 | UCOP | 7431218
1 | 2024-02-23 | UCOP | 7431218
2 | 2024-02-23 | UCOP | 7431218
3 | 2024-02-23 | UCOP | 7431218
4 | 2024-02-23 | UCOP | 7431218
5 | 2024-02-23 | UCOP | 7431218
6 | 2024-02-23 | UCOP | 7431218
7 | 2024-02-23 | UCOP | 7431218
8 | 2024-02-23 | UCOP | 7431218
9 | 2024-02-23 | UCOP | 7431218
10 | 2024-02-23 | UCOP | 7431218
11 | 2024-02-23 | UCOP | 7431218
12 | 2024-02-23 | UCOP | 7431218
13 | 2024-02-23 | UCOP | 7431218
14 | 2024-02-23 | UCOP | 7431218
15 | 2024-02-23 | UCOP | 7431218
16 | 2024-02-23 | UCOP | 7431218
17 | 2024-02-23 | UCOP | 7431218
18 | 2024-02-23 | UCOP | 7431218
19 | 2024-02-23 | UCOP | 7431218
20 | 2024-02-23 | UCOP | 7431218
21 | 2024-02-23 | UCOP | 7431218
22 | 2024-02-23 | UCOP | 7431218
23 | 2024-02-23 | UCOP | 7431218
0 | 2024-02-24 | UCOP | 7431218
1 | 2024-02-24 | UCOP | 7431218
2 | 2024-02-24 | UCOP | 7431218
3 | 2024-02-24 | UCOP | 7431218
4 | 2024-02-24 | UCOP | 7431218
5 | 2024-02-24 | UCOP | 7431218
6 | 2024-02-24 | UCOP | 7431218
7 | 2024-02-24 | UCOP | 7431218
8 | 2024-02-24 | UCOP | 7431218
9 | 2024-02-24 | UCOP | 7431218
10 | 2024-02-24 | UCOP | 7431218
11 | 2024-02-24 | UCOP | 7431218
12 | 2024-02-24 | UCOP | 7431218
13 | 2024-02-24 | UCOP | 7431218
14 | 2024-02-24 | UCOP | 7431218
15 | 2024-02-24 | UCOP | 7431218
16 | 2024-02-24 | UCOP | 7431218
17 | 2024-02-24 | UCOP | 7431218
18 | 2024-02-24 | UCOP | 7431218
19 | 2024-02-24 | UCOP | 7431218
20 | 2024-02-24 | UCOP | 7431218
21 | 2024-02-24 | UCOP | 7431218
22 | 2024-02-24 | UCOP | 7431218
23 | 2024-02-24 | UCOP | 7431218
0 | 2024-02-25 | UCOP | 7431218
1 | 2024-02-25 | UCOP | 7431218
2 | 2024-02-25 | UCOP | 7431218
3 | 2024-02-25 | UCOP | 7431218
4 | 2024-02-25 | UCOP | 7431218
5 | 2024-02-25 | UCOP | 7431218
6 | 2024-02-25 | UCOP | 7431218
7 | 2024-02-25 | UCOP | 7431218
8 | 2024-02-25 | UCOP | 7431218
9 | 2024-02-25 | UCOP | 7431218
10 | 2024-02-25 | UCOP | 7431218
11 | 2024-02-25 | UCOP | 7431218
12 | 2024-02-25 | UCOP | 7431218
13 | 2024-02-25 | UCOP | 7431218
14 | 2024-02-25 | UCOP | 7431218
15 | 2024-02-25 | UCOP | 7431218
16 | 2024-02-25 | UCOP | 7431218
17 | 2024-02-25 | UCOP | 7431218
18 | 2024-02-25 | UCOP | 7431218
19 | 2024-02-25 | UCOP | 7431218
20 | 2024-02-25 | UCOP | 7431218
21 | 2024-02-25 | UCOP | 7431218
22 | 2024-02-25 | UCOP | 7431218
23 | 2024-02-25 | UCOP | 7431218
0 | 2024-02-26 | UCOP | 7431218
1 | 2024-02-26 | UCOP | 7431218
2 | 2024-02-26 | UCOP | 7431218
3 | 2024-02-26 | UCOP | 7431218
4 | 2024-02-26 | UCOP | 7431218
5 | 2024-02-26 | UCOP | 7431218
6 | 2024-02-26 | UCOP | 7431218
7 | 2024-02-26 | UCOP | 7431218
8 | 2024-02-26 | UCOP | 7431218
9 | 2024-02-26 | UCOP | 7431218
10 | 2024-02-26 | UCOP | 7431218
11 | 2024-02-26 | UCOP | 7431218
12 | 2024-02-26 | UCOP | 7431218
13 | 2024-02-26 | UCOP | 7431218
14 | 2024-02-26 | UCOP | 7431218
15 | 2024-02-26 | UCOP | 7431218
16 | 2024-02-26 | UCOP | 7431218
17 | 2024-02-26 | UCOP | 7431218
18 | 2024-02-26 | UCOP | 7431218
19 | 2024-02-26 | UCOP | 7431218
20 | 2024-02-26 | UCOP | 7431218
21 | 2024-02-26 | UCOP | 7431218
22 | 2024-02-26 | UCOP | 7431218
23 | 2024-02-26 | UCOP | 7431218
0 | 2024-02-27 | UCOP | 7431218
1 | 2024-02-27 | UCOP | 7431218
2 | 2024-02-27 | UCOP | 7431218
3 | 2024-02-27 | UCOP | 7431218
4 | 2024-02-27 | UCOP | 7431218
5 | 2024-02-27 | UCOP | 7431218
6 | 2024-02-27 | UCOP | 7431218
7 | 2024-02-27 | UCOP | 7431218
8 | 2024-02-27 | UCOP | 7431218
9 | 2024-02-27 | UCOP | 7431218
10 | 2024-02-27 | UCOP | 7431218
11 | 2024-02-27 | UCOP | 7431218
12 | 2024-02-27 | UCOP | 7431218
13 | 2024-02-27 | UCOP | 7431218
14 | 2024-02-27 | UCOP | 7431218
15 | 2024-02-27 | UCOP | 7431218
16 | 2024-02-27 | UCOP | 7431218
17 | 2024-02-27 | UCOP | 7431218
18 | 2024-02-27 | UCOP | 7431218
19 | 2024-02-27 | UCOP | 7431218
20 | 2024-02-27 | UCOP | 7431218
21 | 2024-02-27 | UCOP | 7431218
22 | 2024-02-27 | UCOP | 7431218
23 | 2024-02-27 | UCOP | 7431218
0 | 2024-02-28 | UCOP | 7431218
1 | 2024-02-28 | UCOP | 7431218
2 | 2024-02-28 | UCOP | 7431218
3 | 2024-02-28 | UCOP | 7431218
4 | 2024-02-28 | UCOP | 7431218
5 | 2024-02-28 | UCOP | 7431218
6 | 2024-02-28 | UCOP | 7431218
7 | 2024-02-28 | UCOP | 7431218
8 | 2024-02-28 | UCOP | 7431218
9 | 2024-02-28 | UCOP | 7431218
10 | 2024-02-28 | UCOP | 7431218
11 | 2024-02-28 | UCOP | 7431218
12 | 2024-02-28 | UCOP | 7431218
13 | 2024-02-28 | UCOP | 7431218
14 | 2024-02-28 | UCOP | 7431218
15 | 2024-02-28 | UCOP | 7431218
16 | 2024-02-28 | UCOP | 7431218
17 | 2024-02-28 | UCOP | 7431218
18 | 2024-02-28 | UCOP | 7431218
19 | 2024-02-28 | UCOP | 7431218
20 | 2024-02-28 | UCOP | 7431218
21 | 2024-02-28 | UCOP | 7431218
22 | 2024-02-28 | UCOP | 7431218
23 | 2024-02-28 | UCOP | 7431218
0 | 2024-03-01 | UCOP | 7431218
1 | 2024-03-01 | UCOP | 7431218
2 | 2024-03-01 | UCOP | 7431218
3 | 2024-03-01 | UCOP | 7431218
4 | 2024-03-01 | UCOP | 7431218
5 | 2024-03-01 | UCOP | 7431218
6 | 2024-03-01 | UCOP | 7431218
7 | 2024-03-01 | UCOP | 7431218
8 | 2024-03-01 | UCOP | 7431218
9 | 2024-03-01 | UCOP | 7431218
10 | 2024-03-01 | UCOP | 7431218
11 | 2024-03-01 | UCOP | 7431218
12 | 2024-03-01 | UCOP | 7431218
13 | 2024-03-01 | UCOP | 7431218
14 | 2024-03-01 | UCOP | 7431218
15 | 2024-03-01 | UCOP | 7431218
16 | 2024-03-01 | UCOP | 7431218
17 | 2024-03-01 | UCOP | 7431218
18 | 2024-03-01 | UCOP | 7431218
19 | 2024-03-01 | UCOP | 7431218
20 | 2024-03-01 | UCOP | 7431218
21 | 2024-03-01 | UCOP | 7431218
22 | 2024-03-01 | UCOP | 7431218
23 | 2024-03-01 | UCOP | 7431218
0 | 2024-03-02 | UCOP | 7431218
1 | 2024-03-02 | UCOP | 7431218
2 | 2024-03-02 | UCOP | 7431218
3 | 2024-03-02 | UCOP | 7431218
4 | 2024-03-02 | UCOP | 7431218
5 | 2024-03-02 | UCOP | 7431218
6 | 2024-03-02 | UCOP | 7431218
7 | 2024-03-02 | UCOP | 7431218
8 | 2024-03-02 | UCOP | 7431218
9 | 2024-03-02 | UCOP | 7431218
10 | 2024-03-02 | UCOP | 7431218
11 | 2024-03-02 | UCOP | 7431218
12 | 2024-03-02 | UCOP | 7431218
13 | 2024-03-02 | UCOP | 7431218
14 | 2024-03-02 | UCOP | 7431218
15 | 2024-03-02 | UCOP | 7431218
16 | 2024-03-02 | UCOP | 7431218
17 | 2024-03-02 | UCOP | 7431218
18 | 2024-03-02 | UCOP | 7431218
19 | 2024-03-02 | UCOP | 7431218
20 | 2024-03-02 | UCOP | 7431218
21 | 2024-03-02 | UCOP | 7431218
22 | 2024-03-02 | UCOP | 7431218
23 | 2024-03-02 | UCOP | 7431218
0 | 2024-03-03 | UCOP | 7431218
1 | 2024-03-03 | UCOP | 7431218
2 | 2024-03-03 | UCOP | 7431218
3 | 2024-03-03 | UCOP | 7431218
4 | 2024-03-03 | UCOP | 7431218
5 | 2024-03-03 | UCOP | 7431218
6 | 2024-03-03 | UCOP | 7431218
7 | 2024-03-03 | UCOP | 7431218
8 | 2024-03-03 | UCOP | 7431218
9 | 2024-03-03 | UCOP | 7431218
10 | 2024-03-03 | UCOP | 7431218
11 | 2024-03-03 | UCOP | 7431218
12 | 2024-03-03 | UCOP | 7431218
13 | 2024-03-03 | UCOP | 7431218
14 | 2024-03-03 | UCOP | 7431218
15 | 2024-03-03 | UCOP | 7431218
16 | 2024-03-03 | UCOP | 7431218
17 | 2024-03-03 | UCOP | 7431218
18 | 2024-03-03 | UCOP | 7431218
19 | 2024-03-03 | UCOP | 7431218
20 | 2024-03-03 | UCOP | 7431218
21 | 2024-03-03 | UCOP | 7431218
22 | 2024-03-03 | UCOP | 7431218
23 | 2024-03-03 | UCOP | 7431218
0 | 2024-03-04 | UCOP | 7431218
1 | 2024-03-04 | UCOP | 7431218
2 | 2024-03-04 | UCOP | 7431218
3 | 2024-03-04 | UCOP | 7431218
4 | 2024-03-04 | UCOP | 7431218
5 | 2024-03-04 | UCOP | 7431218
6 | 2024-03-04 | UCOP | 7431218
7 | 2024-03-04 | UCOP | 7431218
8 | 2024-03-04 | UCOP | 7431218
9 | 2024-03-04 | UCOP | 7431218
10 | 2024-03-04 | UCOP | 7431218
11 | 2024-03-04 | UCOP | 7431218
12 | 2024-03-04 | UCOP | 7431218
13 | 2024-03-04 | UCOP | 7431218
14 | 2024-03-04 | UCOP | 7431218
15 | 2024-03-04 | UCOP | 7431218
16 | 2024-03-04 | UCOP | 7431218
17 | 2024-03-04 | UCOP | 7431218
18 | 2024-03-04 | UCOP | 7431218
19 | 2024-03-04 | UCOP | 7431218
20 | 2024-03-04 | UCOP | 7431218
21 | 2024-03-04 | UCOP | 7431218
22 | 2024-03-04 | UCOP | 7431218
23 | 2024-03-04 | UCOP | 7431218
0 | 2024-03-05 | UCOP | 7431218
1 | 2024-03-05 | UCOP | 7431218
2 | 2024-03-05 | UCOP | 7431218
3 | 2024-03-05 | UCOP | 7431218
4 | 2024-03-05 | UCOP | 7431218
5 | 2024-03-05 | UCOP | 7431218
6 | 2024-03-05 | UCOP | 7431218
7 | 2024-03-05 | UCOP | 7431218
8 | 2024-03-05 | UCOP | 7431218
9 | 2024-03-05 | UCOP | 7431218
10 | 2024-03-05 | UCOP | 7431218
11 | 2024-03-05 | UCOP | 7431218
12 | 2024-03-05 | UCOP | 7431218
13 | 2024-03-05 | UCOP | 7431218
14 | 2024-03-05 | UCOP | 7431218
15 | 2024-03-05 | UCOP | 7431218
16 | 2024-03-05 | UCOP | 7431218
17 | 2024-03-05 | UCOP | 7431218
18 | 2024-03-05 | UCOP | 7431218
19 | 2024-03-05 | UCOP | 7431218
20 | 2024-03-05 | UCOP | 7431218
21 | 2024-03-05 | UCOP | 7431218
22 | 2024-03-05 | UCOP | 7431218
23 | 2024-03-05 | UCOP | 7431218
0 | 2024-03-06 | UCOP | 7431218
1 | 2024-03-06 | UCOP | 7431218
2 | 2024-03-06 | UCOP | 7431218
3 | 2024-03-06 | UCOP | 7431218
4 | 2024-03-06 | UCOP | 7431218
5 | 2024-03-06 | UCOP | 7431218
6 | 2024-03-06 | UCOP | 7431218
7 | 2024-03-06 | UCOP | 7431218
8 | 2024-03-06 | UCOP | 7431218
9 | 2024-03-06 | UCOP | 7431218
10 | 2024-03-06 | UCOP | 7431218
11 | 2024-03-06 | UCOP | 7431218
12 | 2024-03-06 | UCOP | 7431218
13 | 2024-03-06 | UCOP | 7431218
14 | 2024-03-06 | UCOP | 7431218
15 | 2024-03-06 | UCOP | 7431218
16 | 2024-03-06 | UCOP | 7431218
17 | 2024-03-06 | UCOP | 7431218
18 | 2024-03-06 | UCOP | 7431218
19 | 2024-03-06 | UCOP | 7431218
20 | 2024-03-06 | UCOP | 7431218
21 | 2024-03-06 | UCOP | 7431218
22 | 2024-03-06 | UCOP | 7431218
23 | 2024-03-06 | UCOP | 7431218
0 | 2024-03-07 | UCOP | 7431218
1 | 2024-03-07 | UCOP | 7431218
2 | 2024-03-07 | UCOP | 7431218
3 | 2024-03-07 | UCOP | 7431218
4 | 2024-03-07 | UCOP | 7431218
5 | 2024-03-07 | UCOP | 7431218
6 | 2024-03-07 | UCOP | 7431218
7 | 2024-03-07 | UCOP | 7431218
8 | 2024-03-07 | UCOP | 7431218
9 | 2024-03-07 | UCOP | 7431218
10 | 2024-03-07 | UCOP | 7431218
11 | 2024-03-07 | UCOP | 7431218
12 | 2024-03-07 | UCOP | 7431218
13 | 2024-03-07 | UCOP | 7431218
14 | 2024-03-07 | UCOP | 7431218
15 | 2024-03-07 | UCOP | 7431218
16 | 2024-03-07 | UCOP | 7431218
17 | 2024-03-07 | UCOP | 7431218
18 | 2024-03-07 | UCOP | 7431218
19 | 2024-03-07 | UCOP | 7431218
20 | 2024-03-07 | UCOP | 7431218
21 | 2024-03-07 | UCOP | 7431218
22 | 2024-03-07 | UCOP | 7431218
23 | 2024-03-07 | UCOP | 7431218
0 | 2024-03-08 | UCOP | 7431218
1 | 2024-03-08 | UCOP | 7431218
2 | 2024-03-08 | UCOP | 7431218
3 | 2024-03-08 | UCOP | 7431218
4 | 2024-03-08 | UCOP | 7431218
5 | 2024-03-08 | UCOP | 7431218
6 | 2024-03-08 | UCOP | 7431218
7 | 2024-03-08 | UCOP | 7431218
8 | 2024-03-08 | UCOP | 7431218
9 | 2024-03-08 | UCOP | 7431218
10 | 2024-03-08 | UCOP | 7431218
11 | 2024-03-08 | UCOP | 7431218
12 | 2024-03-08 | UCOP | 7431218
13 | 2024-03-08 | UCOP | 7431218
14 | 2024-03-08 | UCOP | 7431218
15 | 2024-03-08 | UCOP | 7431218
16 | 2024-03-08 | UCOP | 7431218
17 | 2024-03-08 | UCOP | 7431218
18 | 2024-03-08 | UCOP | 7431218
19 | 2024-03-08 | UCOP | 7431218
20 | 2024-03-08 | UCOP | 7431218
21 | 2024-03-08 | UCOP | 7431218
22 | 2024-03-08 | UCOP | 7431218
23 | 2024-03-08 | UCOP | 7431218
0 | 2024-03-09 | UCOP | 7431218
1 | 2024-03-09 | UCOP | 7431218
2 | 2024-03-09 | UCOP | 7431218
3 | 2024-03-09 | UCOP | 7431218
4 | 2024-03-09 | UCOP | 7431218
5 | 2024-03-09 | UCOP | 7431218
6 | 2024-03-09 | UCOP | 7431218
7 | 2024-03-09 | UCOP | 7431218
8 | 2024-03-09 | UCOP | 7431218
9 | 2024-03-09 | UCOP | 7431218
10 | 2024-03-09 | UCOP | 7431218
11 | 2024-03-09 | UCOP | 7431218
12 | 2024-03-09 | UCOP | 7431218
13 | 2024-03-09 | UCOP | 7431218
14 | 2024-03-09 | UCOP | 7431218
15 | 2024-03-09 | UCOP | 7431218
16 | 2024-03-09 | UCOP | 7431218
17 | 2024-03-09 | UCOP | 7431218
18 | 2024-03-09 | UCOP | 7431218
19 | 2024-03-09 | UCOP | 7431218
20 | 2024-03-09 | UCOP | 7431218
21 | 2024-03-09 | UCOP | 7431218
22 | 2024-03-09 | UCOP | 7431218
23 | 2024-03-09 | UCOP | 7431218
0 | 2024-03-10 | UCOP | 7431218
1 | 2024-03-10 | UCOP | 7431218
2 | 2024-03-10 | UCOP | 7431218
3 | 2024-03-10 | UCOP | 7431218
4 | 2024-03-10 | UCOP | 7431218
5 | 2024-03-10 | UCOP | 7431218
6 | 2024-03-10 | UCOP | 7431218
7 | 2024-03-10 | UCOP | 7431218
8 | 2024-03-10 | UCOP | 7431218
9 | 2024-03-10 | UCOP | 7431218
10 | 2024-03-10 | UCOP | 7431218
11 | 2024-03-10 | UCOP | 7431218
12 | 2024-03-10 | UCOP | 7431218
13 | 2024-03-10 | UCOP | 7431218
14 | 2024-03-10 | UCOP | 7431218
15 | 2024-03-10 | UCOP | 7431218
16 | 2024-03-10 | UCOP | 7431218
17 | 2024-03-10 | UCOP | 7431218
18 | 2024-03-10 | UCOP | 7431218
19 | 2024-03-10 | UCOP | 7431218
20 | 2024-03-10 | UCOP | 7431218
21 | 2024-03-10 | UCOP | 7431218
22 | 2024-03-10 | UCOP | 7431218
23 | 2024-03-10 | UCOP | 7431218
0 | 2024-03-11 | UCOP | 7431218
1 | 2024-03-11 | UCOP | 7431218
2 | 2024-03-11 | UCOP | 7431218
3 | 2024-03-11 | UCOP | 7431218
4 | 2024-03-11 | UCOP | 7431218
5 | 2024-03-11 | UCOP | 7431218
6 | 2024-03-11 | UCOP | 7431218
7 | 2024-03-11 | UCOP | 7431218
8 | 2024-03-11 | UCOP | 7431218
9 | 2024-03-11 | UCOP | 7431218
10 | 2024-03-11 | UCOP | 7431218
11 | 2024-03-11 | UCOP | 7431218
12 | 2024-03-11 | UCOP | 7431218
13 | 2024-03-11 | UCOP | 7431218
14 | 2024-03-11 | UCOP | 7431218
15 | 2024-03-11 | UCOP | 7431218
16 | 2024-03-11 | UCOP | 7431218
17 | 2024-03-11 | UCOP | 7431218
18 | 2024-03-11 | UCOP | 7431218
19 | 2024-03-11 | UCOP | 7431218
20 | 2024-03-11 | UCOP | 7431218
21 | 2024-03-11 | UCOP | 7431218
22 | 2024-03-11 | UCOP | 7431218
23 | 2024-03-11 | UCOP | 7431218
0 | 2024-03-12 | UCOP | 7431218
1 | 2024-03-12 | UCOP | 7431218
2 | 2024-03-12 | UCOP | 7431218
3 | 2024-03-12 | UCOP | 7431218
4 | 2024-03-12 | UCOP | 7431218
5 | 2024-03-12 | UCOP | 7431218
6 | 2024-03-12 | UCOP | 7431218
7 | 2024-03-12 | UCOP | 7431218
8 | 2024-03-12 | UCOP | 7431218
9 | 2024-03-12 | UCOP | 7431218
10 | 2024-03-12 | UCOP | 7431218
11 | 2024-03-12 | UCOP | 7431218
12 | 2024-03-12 | UCOP | 7431218
13 | 2024-03-12 | UCOP | 7431218
14 | 2024-03-12 | UCOP | 7431218
15 | 2024-03-12 | UCOP | 7431218
16 | 2024-03-12 | UCOP | 7431218
17 | 2024-03-12 | UCOP | 7431218
18 | 2024-03-12 | UCOP | 7431218
19 | 2024-03-12 | UCOP | 7431218
20 | 2024-03-12 | UCOP | 7431218
21 | 2024-03-12 | UCOP | 7431218
22 | 2024-03-12 | UCOP | 7431218
23 | 2024-03-12 | UCOP | 7431218
0 | 2024-03-13 | UCOP | 7431218
1 | 2024-03-13 | UCOP | 7431218
2 | 2024-03-13 | UCOP | 7431218
3 | 2024-03-13 | UCOP | 7431218
4 | 2024-03-13 | UCOP | 7431218
5 | 2024-03-13 | UCOP | 7431218
6 | 2024-03-13 | UCOP | 7431218
7 | 2024-03-13 | UCOP | 7431218
8 | 2024-03-13 | UCOP | 7431218
9 | 2024-03-13 | UCOP | 7431218
10 | 2024-03-13 | UCOP | 7431218
11 | 2024-03-13 | UCOP | 7431218
12 | 2024-03-13 | UCOP | 7431218
13 | 2024-03-13 | UCOP | 7431218
14 | 2024-03-13 | UCOP | 7431218
15 | 2024-03-13 | UCOP | 7431218
16 | 2024-03-13 | UCOP | 7431218
17 | 2024-03-13 | UCOP | 7431218
18 | 2024-03-13 | UCOP | 7431218
19 | 2024-03-13 | UCOP | 7431218
20 | 2024-03-13 | UCOP | 7431218
21 | 2024-03-13 | UCOP | 7431218
22 | 2024-03-13 | UCOP | 7431218
23 | 2024-03-13 | UCOP | 7431218
0 | 2024-03-14 | UCOP | 7431218
1 | 2024-03-14 | UCOP | 7431218
2 | 2024-03-14 | UCOP | 7431218
3 | 2024-03-14 | UCOP | 7431218
4 | 2024-03-14 | UCOP | 7431218
5 | 2024-03-14 | UCOP | 7431218
6 | 2024-03-14 | UCOP | 7431218
7 | 2024-03-14 | UCOP | 7431218
8 | 2024-03-14 | UCOP | 7431218
9 | 2024-03-14 | UCOP | 7431218
10 | 2024-03-14 | UCOP | 7431218
11 | 2024-03-14 | UCOP | 7431218
12 | 2024-03-14 | UCOP | 7431218
13 | 2024-03-14 | UCOP | 7431218
14 | 2024-03-14 | UCOP | 7431218
15 | 2024-03-14 | UCOP | 7431218
16 | 2024-03-14 | UCOP | 7431218
17 | 2024-03-14 | UCOP | 7431218
18 | 2024-03-14 | UCOP | 7431218
19 | 2024-03-14 | UCOP | 7431218
20 | 2024-03-14 | UCOP | 7431218
21 | 2024-03-14 | UCOP | 7431218
22 | 2024-03-14 | UCOP | 7431218
23 | 2024-03-14 | UCOP | 7431218
0 | 2024-03-15 | UCOP | 7431218
1 | 2024-03-15 | UCOP | 7431218
2 | 2024-03-15 | UCOP | 7431218
3 | 2024-03-15 | UCOP | 7431218
4 | 2024-03-15 | UCOP | 7431218
5 | 2024-03-15 | UCOP | 7431218
6 | 2024-03-15 | UCOP | 7431218
7 | 2024-03-15 | UCOP | 7431218
8 | 2024-03-15 | UCOP | 7431218
9 | 2024-03-15 | UCOP | 7431218
10 | 2024-03-15 | UCOP | 7431218
11 | 2024-03-15 | UCOP | 7431218
12 | 2024-03-15 | UCOP | 7431218
13 | 2024-03-15 | UCOP | 7431218
14 | 2024-03-15 | UCOP | 7431218
15 | 2024-03-15 | UCOP | 7431218
16 | 2024-03-15 | UCOP | 7431218
17 | 2024-03-15 | UCOP | 7431218
18 | 2024-03-15 | UCOP | 7431218
19 | 2024-03-15 | UCOP | 7431218
20 | 2024-03-15 | UCOP | 7431218
21 | 2024-03-15 | UCOP | 7431218
22 | 2024-03-15 | UCOP | 7431218
23 | 2024-03-15 | UCOP | 7431218
0 | 2024-03-16 | UCOP | 7431218
1 | 2024-03-16 | UCOP | 7431218
2 | 2024-03-16 | UCOP | 7431218
3 | 2024-03-16 | UCOP | 7431218
4 | 2024-03-16 | UCOP | 7431218
5 | 2024-03-16 | UCOP | 7431218
6 | 2024-03-16 | UCOP | 7431218
7 | 2024-03-16 | UCOP | 7431218
8 | 2024-03-16 | UCOP | 7431218
9 | 2024-03-16 | UCOP | 7431218
10 | 2024-03-16 | UCOP | 7431218
11 | 2024-03-16 | UCOP | 7431218
12 | 2024-03-16 | UCOP | 7431218
13 | 2024-03-16 | UCOP | 7431218
14 | 2024-03-16 | UCOP | 7431218
15 | 2024-03-16 | UCOP | 7431218
16 | 2024-03-16 | UCOP | 7431218
17 | 2024-03-16 | UCOP | 7431218
18 | 2024-03-16 | UCOP | 7431218
19 | 2024-03-16 | UCOP | 7431218
20 | 2024-03-16 | UCOP | 7431218
21 | 2024-03-16 | UCOP | 7431218
22 | 2024-03-16 | UCOP | 7431218
23 | 2024-03-16 | UCOP | 7431218
0 | 2024-03-17 | UCOP | 7431218
1 | 2024-03-17 | UCOP | 7431218
2 | 2024-03-17 | UCOP | 7431218
3 | 2024-03-17 | UCOP | 7431218
4 | 2024-03-17 | UCOP | 7431218
5 | 2024-03-17 | UCOP | 7431218
6 | 2024-03-17 | UCOP | 7431218
7 | 2024-03-17 | UCOP | 7431218
8 | 2024-03-17 | UCOP | 7431218
9 | 2024-03-17 | UCOP | 7431218
10 | 2024-03-17 | UCOP | 7431218
11 | 2024-03-17 | UCOP | 7431218
12 | 2024-03-17 | UCOP | 7431218
13 | 2024-03-17 | UCOP | 7431218
14 | 2024-03-17 | UCOP | 7431218
15 | 2024-03-17 | UCOP | 7431218
16 | 2024-03-17 | UCOP | 7431218
17 | 2024-03-17 | UCOP | 7431218
18 | 2024-03-17 | UCOP | 7431218
19 | 2024-03-17 | UCOP | 7431218
20 | 2024-03-17 | UCOP | 7431218
21 | 2024-03-17 | UCOP | 7431218
22 | 2024-03-17 | UCOP | 7431218
23 | 2024-03-17 | UCOP | 7431218
0 | 2024-03-18 | UCOP | 7431218
1 | 2024-03-18 | UCOP | 7431218
2 | 2024-03-18 | UCOP | 7431218
3 | 2024-03-18 | UCOP | 7431218
4 | 2024-03-18 | UCOP | 7431218
5 | 2024-03-18 | UCOP | 7431218
6 | 2024-03-18 | UCOP | 7431218
7 | 2024-03-18 | UCOP | 7431218
8 | 2024-03-18 | UCOP | 7431218
9 | 2024-03-18 | UCOP | 7431218
10 | 2024-03-18 | UCOP | 7431218
11 | 2024-03-18 | UCOP | 7431218
12 | 2024-03-18 | UCOP | 7431218
13 | 2024-03-18 | UCOP | 7431218
14 | 2024-03-18 | UCOP | 7431218
15 | 2024-03-18 | UCOP | 7431218
16 | 2024-03-18 | UCOP | 7431218
17 | 2024-03-18 | UCOP | 7431218
18 | 2024-03-18 | UCOP | 7431218
19 | 2024-03-18 | UCOP | 7431218
20 | 2024-03-18 | UCOP | 7431218
21 | 2024-03-18 | UCOP | 7431218
22 | 2024-03-18 | UCOP | 7431218
23 | 2024-03-18 | UCOP | 7431218
0 | 2024-03-19 | UCOP | 7431218
1 | 2024-03-19 | UCOP | 7431218
2 | 2024-03-19 | UCOP | 7431218
3 | 2024-03-19 | UCOP | 7431218
4 | 2024-03-19 | UCOP | 7431218
5 | 2024-03-19 | UCOP | 7431218
6 | 2024-03-19 | UCOP | 7431218
7 | 2024-03-19 | UCOP | 7431218
8 | 2024-03-19 | UCOP | 7431218
9 | 2024-03-19 | UCOP | 7431218
10 | 2024-03-19 | UCOP | 7431218
11 | 2024-03-19 | UCOP | 7431218
12 | 2024-03-19 | UCOP | 7431218
13 | 2024-03-19 | UCOP | 7431218
14 | 2024-03-19 | UCOP | 7431218
15 | 2024-03-19 | UCOP | 7431218
16 | 2024-03-19 | UCOP | 7431218
17 | 2024-03-19 | UCOP | 7431218
18 | 2024-03-19 | UCOP | 7431218
19 | 2024-03-19 | UCOP | 7431218
20 | 2024-03-19 | UCOP | 7431218
21 | 2024-03-19 | UCOP | 7431218
22 | 2024-03-19 | UCOP | 7431218
23 | 2024-03-19 | UCOP | 7431218
0 | 2024-03-20 | UCOP | 7431218
1 | 2024-03-20 | UCOP | 7431218
2 | 2024-03-20 | UCOP | 7431218
3 | 2024-03-20 | UCOP | 7431218
4 | 2024-03-20 | UCOP | 7431218
5 | 2024-03-20 | UCOP | 7431218
6 | 2024-03-20 | UCOP | 7431218
7 | 2024-03-20 | UCOP | 7431218
8 | 2024-03-20 | UCOP | 7431218
9 | 2024-03-20 | UCOP | 7431218
10 | 2024-03-20 | UCOP | 7431218
11 | 2024-03-20 | UCOP | 7431218
12 | 2024-03-20 | UCOP | 7431218
13 | 2024-03-20 | UCOP | 7431218
14 | 2024-03-20 | UCOP | 7431218
15 | 2024-03-20 | UCOP | 7431218
16 | 2024-03-20 | UCOP | 7431218
17 | 2024-03-20 | UCOP | 7431218
18 | 2024-03-20 | UCOP | 7431218
19 | 2024-03-20 | UCOP | 7431218
20 | 2024-03-20 | UCOP | 7431218
21 | 2024-03-20 | UCOP | 7431218
22 | 2024-03-20 | UCOP | 7431218
23 | 2024-03-20 | UCOP | 7431218
0 | 2024-03-21 | UCOP | 7431218
1 | 2024-03-21 | UCOP | 7431218
2 | 2024-03-21 | UCOP | 7431218
3 | 2024-03-21 | UCOP | 7431218
4 | 2024-03-21 | UCOP | 7431218
5 | 2024-03-21 | UCOP | 7431218
6 | 2024-03-21 | UCOP | 7431218
7 | 2024-03-21 | UCOP | 7431218
8 | 2024-03-21 | UCOP | 7431218
9 | 2024-03-21 | UCOP | 7431218
10 | 2024-03-21 | UCOP | 7431218
11 | 2024-03-21 | UCOP | 7431218
12 | 2024-03-21 | UCOP | 7431218
13 | 2024-03-21 | UCOP | 7431218
14 | 2024-03-21 | UCOP | 7431218
15 | 2024-03-21 | UCOP | 7431218
16 | 2024-03-21 | UCOP | 7431218
17 | 2024-03-21 | UCOP | 7431218
18 | 2024-03-21 | UCOP | 7431218
19 | 2024-03-21 | UCOP | 7431218
20 | 2024-03-21 | UCOP | 7431218
21 | 2024-03-21 | UCOP | 7431218
22 | 2024-03-21 | UCOP | 7431218
23 | 2024-03-21 | UCOP | 7431218
0 | 2024-03-22 | UCOP | 7431218
1 | 2024-03-22 | UCOP | 7431218
2 | 2024-03-22 | UCOP | 7431218
3 | 2024-03-22 | UCOP | 7431218
4 | 2024-03-22 | UCOP | 7431218
5 | 2024-03-22 | UCOP | 7431218
6 | 2024-03-22 | UCOP | 7431218
7 | 2024-03-22 | UCOP | 7431218
8 | 2024-03-22 | UCOP | 7431218
9 | 2024-03-22 | UCOP | 7431218
10 | 2024-03-22 | UCOP | 7431218
11 | 2024-03-22 | UCOP | 7431218
12 | 2024-03-22 | UCOP | 7431218
13 | 2024-03-22 | UCOP | 7431218
14 | 2024-03-22 | UCOP | 7431218
15 | 2024-03-22 | UCOP | 7431218
16 | 2024-03-22 | UCOP | 7431218
17 | 2024-03-22 | UCOP | 7431218
18 | 2024-03-22 | UCOP | 7431218
19 | 2024-03-22 | UCOP | 7431218
20 | 2024-03-22 | UCOP | 7431218
21 | 2024-03-22 | UCOP | 7431218
22 | 2024-03-22 | UCOP | 7431218
23 | 2024-03-22 | UCOP | 7431218
0 | 2024-03-23 | UCOP | 7431218
1 | 2024-03-23 | UCOP | 7431218
2 | 2024-03-23 | UCOP | 7431218
3 | 2024-03-23 | UCOP | 7431218
4 | 2024-03-23 | UCOP | 7431218
5 | 2024-03-23 | UCOP | 7431218
6 | 2024-03-23 | UCOP | 7431218
7 | 2024-03-23 | UCOP | 7431218
8 | 2024-03-23 | UCOP | 7431218
9 | 2024-03-23 | UCOP | 7431218
10 | 2024-03-23 | UCOP | 7431218
11 | 2024-03-23 | UCOP | 7431218
12 | 2024-03-23 | UCOP | 7431218
13 | 2024-03-23 | UCOP | 7431218
14 | 2024-03-23 | UCOP | 7431218
15 | 2024-03-23 | UCOP | 7431218
16 | 2024-03-23 | UCOP | 7431218
17 | 2024-03-23 | UCOP | 7431218
18 | 2024-03-23 | UCOP | 7431218
19 | 2024-03-23 | UCOP | 7431218
20 | 2024-03-23 | UCOP | 7431218
21 | 2024-03-23 | UCOP | 7431218
22 | 2024-03-23 | UCOP | 7431218
23 | 2024-03-23 | UCOP | 7431218
0 | 2024-03-24 | UCOP | 7431218
1 | 2024-03-24 | UCOP | 7431218
2 | 2024-03-24 | UCOP | 7431218
3 | 2024-03-24 | UCOP | 7431218
4 | 2024-03-24 | UCOP | 7431218
5 | 2024-03-24 | UCOP | 7431218
6 | 2024-03-24 | UCOP | 7431218
7 | 2024-03-24 | UCOP | 7431218
8 | 2024-03-24 | UCOP | 7431218
9 | 2024-03-24 | UCOP | 7431218
10 | 2024-03-24 | UCOP | 7431218
11 | 2024-03-24 | UCOP | 7431218
12 | 2024-03-24 | UCOP | 7431218
13 | 2024-03-24 | UCOP | 7431218
14 | 2024-03-24 | UCOP | 7431218
15 | 2024-03-24 | UCOP | 7431218
16 | 2024-03-24 | UCOP | 7431218
17 | 2024-03-24 | UCOP | 7431218
18 | 2024-03-24 | UCOP | 7431218
19 | 2024-03-24 | UCOP | 7431218
20 | 2024-03-24 | UCOP | 7431218
21 | 2024-03-24 | UCOP | 7431218
22 | 2024-03-24 | UCOP | 7431218
23 | 2024-03-24 | UCOP | 7431218
0 | 2024-03-25 | UCOP | 7431218
1 | 2024-03-25 | UCOP | 7431218
2 | 2024-03-25 | UCOP | 7431218
3 | 2024-03-25 | UCOP | 7431218
4 | 2024-03-25 | UCOP | 7431218
5 | 2024-03-25 | UCOP | 7431218
6 | 2024-03-25 | UCOP | 7431218
7 | 2024-03-25 | UCOP | 7431218
8 | 2024-03-25 | UCOP | 7431218
9 | 2024-03-25 | UCOP | 7431218
10 | 2024-03-25 | UCOP | 7431218
11 | 2024-03-25 | UCOP | 7431218
12 | 2024-03-25 | UCOP | 7431218
13 | 2024-03-25 | UCOP | 7431218
14 | 2024-03-25 | UCOP | 7431218
15 | 2024-03-25 | UCOP | 7431218
16 | 2024-03-25 | UCOP | 7431218
17 | 2024-03-25 | UCOP | 7431218
18 | 2024-03-25 | UCOP | 7431218
19 | 2024-03-25 | UCOP | 7431218
20 | 2024-03-25 | UCOP | 7431218
21 | 2024-03-25 | UCOP | 7431218
22 | 2024-03-25 | UCOP | 7431218
23 | 2024-03-25 | UCOP | 7431218
0 | 2024-03-26 | UCOP | 7431218
1 | 2024-03-26 | UCOP | 7431218
2 | 2024-03-26 | UCOP | 7431218
3 | 2024-03-26 | UCOP | 7431218
4 | 2024-03-26 | UCOP | 7431218
5 | 2024-03-26 | UCOP | 7431218
6 | 2024-03-26 | UCOP | 7431218
7 | 2024-03-26 | UCOP | 7431218
8 | 2024-03-26 | UCOP | 7431218
9 | 2024-03-26 | UCOP | 7431218
10 | 2024-03-26 | UCOP | 7431218
11 | 2024-03-26 | UCOP | 7431218
12 | 2024-03-26 | UCOP | 7431218
13 | 2024-03-26 | UCOP | 7431218
14 | 2024-03-26 | UCOP | 7431218
15 | 2024-03-26 | UCOP | 7431218
16 | 2024-03-26 | UCOP | 7431218
17 | 2024-03-26 | UCOP | 7431218
18 | 2024-03-26 | UCOP | 7431218
19 | 2024-03-26 | UCOP | 7431218
20 | 2024-03-26 | UCOP | 7431218
21 | 2024-03-26 | UCOP | 7431218
22 | 2024-03-26 | UCOP | 7431218
23 | 2024-03-26 | UCOP | 7431218
0 | 2024-03-27 | UCOP | 7431218
1 | 2024-03-27 | UCOP | 7431218
2 | 2024-03-27 | UCOP | 7431218
3 | 2024-03-27 | UCOP | 7431218
4 | 2024-03-27 | UCOP | 7431218
5 | 2024-03-27 | UCOP | 7431218
6 | 2024-03-27 | UCOP | 7431218
7 | 2024-03-27 | UCOP | 7431218
8 | 2024-03-27 | UCOP | 7431218
9 | 2024-03-27 | UCOP | 7431218
10 | 2024-03-27 | UCOP | 7431218
11 | 2024-03-27 | UCOP | 7431218
12 | 2024-03-27 | UCOP | 7431218
13 | 2024-03-27 | UCOP | 7431218
14 | 2024-03-27 | UCOP | 7431218
15 | 2024-03-27 | UCOP | 7431218
16 | 2024-03-27 | UCOP | 7431218
17 | 2024-03-27 | UCOP | 7431218
18 | 2024-03-27 | UCOP | 7431218
19 | 2024-03-27 | UCOP | 7431218
20 | 2024-03-27 | UCOP | 7431218
21 | 2024-03-27 | UCOP | 7431218
22 | 2024-03-27 | UCOP | 7431218
23 | 2024-03-27 | UCOP | 7431218
0 | 2024-03-28 | UCOP | 7431218
1 | 2024-03-28 | UCOP | 7431218
2 | 2024-03-28 | UCOP | 7431218
3 | 2024-03-28 | UCOP | 7431218
4 | 2024-03-28 | UCOP | 7431218
5 | 2024-03-28 | UCOP | 7431218
6 | 2024-03-28 | UCOP | 7431218
7 | 2024-03-28 | UCOP | 7431218
8 | 2024-03-28 | UCOP | 7431218
9 | 2024-03-28 | UCOP | 7431218
10 | 2024-03-28 | UCOP | 7431218
11 | 2024-03-28 | UCOP | 7431218
12 | 2024-03-28 | UCOP | 7431218
13 | 2024-03-28 | UCOP | 7431218
14 | 2024-03-28 | UCOP | 7431218
15 | 2024-03-28 | UCOP | 7431218
16 | 2024-03-28 | UCOP | 7431218
17 | 2024-03-28 | UCOP | 7431218
18 | 2024-03-28 | UCOP | 7431218
19 | 2024-03-28 | UCOP | 7431218
20 | 2024-03-28 | UCOP | 7431218
21 | 2024-03-28 | UCOP | 7431218
22 | 2024-03-28 | UCOP | 7431218
23 | 2024-03-28 | UCOP | 7431218
0 | 2024-03-29 | UCOP | 7431218
1 | 2024-03-29 | UCOP | 7431218
2 | 2024-03-29 | UCOP | 7431218
3 | 2024-03-29 | UCOP | 7431218
4 | 2024-03-29 | UCOP | 7431218
5 | 2024-03-29 | UCOP | 7431218
6 | 2024-03-29 | UCOP | 7431218
7 | 2024-03-29 | UCOP | 7431218
8 | 2024-03-29 | UCOP | 7431218
9 | 2024-03-29 | UCOP | 7431218
10 | 2024-03-29 | UCOP | 7431218
11 | 2024-03-29 | UCOP | 7431218
12 | 2024-03-29 | UCOP | 7431218
13 | 2024-03-29 | UCOP | 7431218
14 | 2024-03-29 | UCOP | 7431218
15 | 2024-03-29 | UCOP | 7431218
16 | 2024-03-29 | UCOP | 7431218
17 | 2024-03-29 | UCOP | 7431218
18 | 2024-03-29 | UCOP | 7431218
19 | 2024-03-29 | UCOP | 7431218
20 | 2024-03-29 | UCOP | 7431218
21 | 2024-03-29 | UCOP | 7431218
22 | 2024-03-29 | UCOP | 7431218
23 | 2024-03-29 | UCOP | 7431218
0 | 2024-03-30 | UCOP | 7431218
1 | 2024-03-30 | UCOP | 7431218
2 | 2024-03-30 | UCOP | 7431218
3 | 2024-03-30 | UCOP | 7431218
4 | 2024-03-30 | UCOP | 7431218
5 | 2024-03-30 | UCOP | 7431218
6 | 2024-03-30 | UCOP | 7431218
7 | 2024-03-30 | UCOP | 7431218
8 | 2024-03-30 | UCOP | 7431218
9 | 2024-03-30 | UCOP | 7431218
10 | 2024-03-30 | UCOP | 7431218
11 | 2024-03-30 | UCOP | 7431218
12 | 2024-03-30 | UCOP | 7431218
13 | 2024-03-30 | UCOP | 7431218
14 | 2024-03-30 | UCOP | 7431218
15 | 2024-03-30 | UCOP | 7431218
16 | 2024-03-30 | UCOP | 7431218
17 | 2024-03-30 | UCOP | 7431218
18 | 2024-03-30 | UCOP | 7431218
19 | 2024-03-30 | UCOP | 7431218
20 | 2024-03-30 | UCOP | 7431218
21 | 2024-03-30 | UCOP | 7431218
22 | 2024-03-30 | UCOP | 7431218
23 | 2024-03-30 | UCOP | 7431218
0 | 2024-03-31 | UCOP | 7431218
1 | 2024-03-31 | UCOP | 7431218
2 | 2024-03-31 | UCOP | 7431218
3 | 2024-03-31 | UCOP | 7431218
4 | 2024-03-31 | UCOP | 7431218
5 | 2024-03-31 | UCOP | 7431218
6 | 2024-03-31 | UCOP | 7431218
7 | 2024-03-31 | UCOP | 7431218
8 | 2024-03-31 | UCOP | 7431218
9 | 2024-03-31 | UCOP | 7431218
10 | 2024-03-31 | UCOP | 7431218
11 | 2024-03-31 | UCOP | 7431218
12 | 2024-03-31 | UCOP | 7431218
13 | 2024-03-31 | UCOP | 7431218
14 | 2024-03-31 | UCOP | 7431218
15 | 2024-03-31 | UCOP | 7431218
16 | 2024-03-31 | UCOP | 7431218
17 | 2024-03-31 | UCOP | 7431218
18 | 2024-03-31 | UCOP | 7431218
19 | 2024-03-31 | UCOP | 7431218
20 | 2024-03-31 | UCOP | 7431218
21 | 2024-03-31 | UCOP | 7431218
22 | 2024-03-31 | UCOP | 7431218
23 | 2024-03-31 | UCOP | 7431218
0 | 2024-04-01 | UCOP | 7431218
1 | 2024-04-01 | UCOP | 7431218
2 | 2024-04-01 | UCOP | 7431218
3 | 2024-04-01 | UCOP | 7431218
4 | 2024-04-01 | UCOP | 7431218
5 | 2024-04-01 | UCOP | 7431218
6 | 2024-04-01 | UCOP | 7431218
7 | 2024-04-01 | UCOP | 7431218
8 | 2024-04-01 | UCOP | 7431218
9 | 2024-04-01 | UCOP | 7431218
10 | 2024-04-01 | UCOP | 7431218
11 | 2024-04-01 | UCOP | 7431218
12 | 2024-04-01 | UCOP | 7431218
13 | 2024-04-01 | UCOP | 7431218
14 | 2024-04-01 | UCOP | 7431218
15 | 2024-04-01 | UCOP | 7431218
16 | 2024-04-01 | UCOP | 7431218
17 | 2024-04-01 | UCOP | 7431218
18 | 2024-04-01 | UCOP | 7431218
19 | 2024-04-01 | UCOP | 7431218
20 | 2024-04-01 | UCOP | 7431218
21 | 2024-04-01 | UCOP | 7431218
22 | 2024-04-01 | UCOP | 7431218
23 | 2024-04-01 | UCOP | 7431218
0 | 2024-04-02 | UCOP | 7431218
1 | 2024-04-02 | UCOP | 7431218
2 | 2024-04-02 | UCOP | 7431218
3 | 2024-04-02 | UCOP | 7431218
4 | 2024-04-02 | UCOP | 7431218
5 | 2024-04-02 | UCOP | 7431218
6 | 2024-04-02 | UCOP | 7431218
7 | 2024-04-02 | UCOP | 7431218
8 | 2024-04-02 | UCOP | 7431218
9 | 2024-04-02 | UCOP | 7431218
10 | 2024-04-02 | UCOP | 7431218
11 | 2024-04-02 | UCOP | 7431218
12 | 2024-04-02 | UCOP | 7431218
13 | 2024-04-02 | UCOP | 7431218
14 | 2024-04-02 | UCOP | 7431218
15 | 2024-04-02 | UCOP | 7431218
16 | 2024-04-02 | UCOP | 7431218
17 | 2024-04-02 | UCOP | 7431218
18 | 2024-04-02 | UCOP | 7431218
19 | 2024-04-02 | UCOP | 7431218
20 | 2024-04-02 | UCOP | 7431218
21 | 2024-04-02 | UCOP | 7431218
22 | 2024-04-02 | UCOP | 7431218
23 | 2024-04-02 | UCOP | 7431218
0 | 2024-04-03 | UCOP | 7431218
1 | 2024-04-03 | UCOP | 7431218
2 | 2024-04-03 | UCOP | 7431218
3 | 2024-04-03 | UCOP | 7431218
4 | 2024-04-03 | UCOP | 7431218
5 | 2024-04-03 | UCOP | 7431218
6 | 2024-04-03 | UCOP | 7431218
7 | 2024-04-03 | UCOP | 7431218
8 | 2024-04-03 | UCOP | 7431218
9 | 2024-04-03 | UCOP | 7431218
10 | 2024-04-03 | UCOP | 7431218
11 | 2024-04-03 | UCOP | 7431218
12 | 2024-04-03 | UCOP | 7431218
13 | 2024-04-03 | UCOP | 7431218
14 | 2024-04-03 | UCOP | 7431218
15 | 2024-04-03 | UCOP | 7431218
16 | 2024-04-03 | UCOP | 7431218
17 | 2024-04-03 | UCOP | 7431218
18 | 2024-04-03 | UCOP | 7431218
19 | 2024-04-03 | UCOP | 7431218
20 | 2024-04-03 | UCOP | 7431218
21 | 2024-04-03 | UCOP | 7431218
22 | 2024-04-03 | UCOP | 7431218
23 | 2024-04-03 | UCOP | 7431218
0 | 2024-04-04 | UCOP | 7431218
1 | 2024-04-04 | UCOP | 7431218
2 | 2024-04-04 | UCOP | 7431218
3 | 2024-04-04 | UCOP | 7431218
4 | 2024-04-04 | UCOP | 7431218
5 | 2024-04-04 | UCOP | 7431218
6 | 2024-04-04 | UCOP | 7431218
7 | 2024-04-04 | UCOP | 7431218
8 | 2024-04-04 | UCOP | 7431218
9 | 2024-04-04 | UCOP | 7431218
10 | 2024-04-04 | UCOP | 7431218
11 | 2024-04-04 | UCOP | 7431218
12 | 2024-04-04 | UCOP | 7431218
13 | 2024-04-04 | UCOP | 7431218
14 | 2024-04-04 | UCOP | 7431218
15 | 2024-04-04 | UCOP | 7431218
16 | 2024-04-04 | UCOP | 7431218
17 | 2024-04-04 | UCOP | 7431218
18 | 2024-04-04 | UCOP | 7431218
19 | 2024-04-04 | UCOP | 7431218
20 | 2024-04-04 | UCOP | 7431218
21 | 2024-04-04 | UCOP | 7431218
22 | 2024-04-04 | UCOP | 7431218
23 | 2024-04-04 | UCOP | 7431218
0 | 2024-04-05 | UCOP | 7431218
1 | 2024-04-05 | UCOP | 7431218
2 | 2024-04-05 | UCOP | 7431218
3 | 2024-04-05 | UCOP | 7431218
4 | 2024-04-05 | UCOP | 7431218
5 | 2024-04-05 | UCOP | 7431218
6 | 2024-04-05 | UCOP | 7431218
7 | 2024-04-05 | UCOP | 7431218
8 | 2024-04-05 | UCOP | 7431218
9 | 2024-04-05 | UCOP | 7431218
10 | 2024-04-05 | UCOP | 7431218
11 | 2024-04-05 | UCOP | 7431218
12 | 2024-04-05 | UCOP | 7431218
13 | 2024-04-05 | UCOP | 7431218
14 | 2024-04-05 | UCOP | 7431218
15 | 2024-04-05 | UCOP | 7431218
16 | 2024-04-05 | UCOP | 7431218
17 | 2024-04-05 | UCOP | 7431218
18 | 2024-04-05 | UCOP | 7431218
19 | 2024-04-05 | UCOP | 7431218
20 | 2024-04-05 | UCOP | 7431218
21 | 2024-04-05 | UCOP | 7431218
22 | 2024-04-05 | UCOP | 7431218
23 | 2024-04-05 | UCOP | 7431218
0 | 2024-04-06 | UCOP | 7431218
1 | 2024-04-06 | UCOP | 7431218
2 | 2024-04-06 | UCOP | 7431218
3 | 2024-04-06 | UCOP | 7431218
4 | 2024-04-06 | UCOP | 7431218
5 | 2024-04-06 | UCOP | 7431218
6 | 2024-04-06 | UCOP | 7431218
7 | 2024-04-06 | UCOP | 7431218
8 | 2024-04-06 | UCOP | 7431218
9 | 2024-04-06 | UCOP | 7431218
10 | 2024-04-06 | UCOP | 7431218
11 | 2024-04-06 | UCOP | 7431218
12 | 2024-04-06 | UCOP | 7431218
13 | 2024-04-06 | UCOP | 7431218
14 | 2024-04-06 | UCOP | 7431218
15 | 2024-04-06 | UCOP | 7431218
16 | 2024-04-06 | UCOP | 7431218
17 | 2024-04-06 | UCOP | 7431218
18 | 2024-04-06 | UCOP | 7431218
19 | 2024-04-06 | UCOP | 7431218
20 | 2024-04-06 | UCOP | 7431218
21 | 2024-04-06 | UCOP | 7431218
22 | 2024-04-06 | UCOP | 7431218
23 | 2024-04-06 | UCOP | 7431218
0 | 2024-04-07 | UCOP | 7431218
1 | 2024-04-07 | UCOP | 7431218
2 | 2024-04-07 | UCOP | 7431218
3 | 2024-04-07 | UCOP | 7431218
4 | 2024-04-07 | UCOP | 7431218
5 | 2024-04-07 | UCOP | 7431218
6 | 2024-04-07 | UCOP | 7431218
7 | 2024-04-07 | UCOP | 7431218
8 | 2024-04-07 | UCOP | 7431218
9 | 2024-04-07 | UCOP | 7431218
10 | 2024-04-07 | UCOP | 7431218
11 | 2024-04-07 | UCOP | 7431218
12 | 2024-04-07 | UCOP | 7431218
13 | 2024-04-07 | UCOP | 7431218
14 | 2024-04-07 | UCOP | 7431218
15 | 2024-04-07 | UCOP | 7431218
16 | 2024-04-07 | UCOP | 7431218
17 | 2024-04-07 | UCOP | 7431218
18 | 2024-04-07 | UCOP | 7431218
19 | 2024-04-07 | UCOP | 7431218
20 | 2024-04-07 | UCOP | 7431218
21 | 2024-04-07 | UCOP | 7431218
22 | 2024-04-07 | UCOP | 7431218
23 | 2024-04-07 | UCOP | 7431218
0 | 2024-04-08 | UCOP | 7431218
1 | 2024-04-08 | UCOP | 7431218
2 | 2024-04-08 | UCOP | 7431218
3 | 2024-04-08 | UCOP | 7431218
4 | 2024-04-08 | UCOP | 7431218
5 | 2024-04-08 | UCOP | 7431218
6 | 2024-04-08 | UCOP | 7431218
7 | 2024-04-08 | UCOP | 7431218
8 | 2024-04-08 | UCOP | 7431218
9 | 2024-04-08 | UCOP | 7431218
10 | 2024-04-08 | UCOP | 7431218
11 | 2024-04-08 | UCOP | 7431218
12 | 2024-04-08 | UCOP | 7431218
13 | 2024-04-08 | UCOP | 7431218
14 | 2024-04-08 | UCOP | 7431218
15 | 2024-04-08 | UCOP | 7431218
16 | 2024-04-08 | UCOP | 7431218
17 | 2024-04-08 | UCOP | 7431218
18 | 2024-04-08 | UCOP | 7431218
19 | 2024-04-08 | UCOP | 7431218
20 | 2024-04-08 | UCOP | 7431218
21 | 2024-04-08 | UCOP | 7431218
22 | 2024-04-08 | UCOP | 7431218
23 | 2024-04-08 | UCOP | 7431218
0 | 2024-04-09 | UCOP | 7431218
1 | 2024-04-09 | UCOP | 7431218
2 | 2024-04-09 | UCOP | 7431218
3 | 2024-04-09 | UCOP | 7431218
4 | 2024-04-09 | UCOP | 7431218
5 | 2024-04-09 | UCOP | 7431218
6 | 2024-04-09 | UCOP | 7431218
7 | 2024-04-09 | UCOP | 7431218
8 | 2024-04-09 | UCOP | 7431218
9 | 2024-04-09 | UCOP | 7431218
10 | 2024-04-09 | UCOP | 7431218
11 | 2024-04-09 | UCOP | 7431218
12 | 2024-04-09 | UCOP | 7431218
13 | 2024-04-09 | UCOP | 7431218
14 | 2024-04-09 | UCOP | 7431218
15 | 2024-04-09 | UCOP | 7431218
16 | 2024-04-09 | UCOP | 7431218
17 | 2024-04-09 | UCOP | 7431218
18 | 2024-04-09 | UCOP | 7431218
19 | 2024-04-09 | UCOP | 7431218
20 | 2024-04-09 | UCOP | 7431218
21 | 2024-04-09 | UCOP | 7431218
22 | 2024-04-09 | UCOP | 7431218
23 | 2024-04-09 | UCOP | 7431218
0 | 2024-04-10 | UCOP | 7431218
1 | 2024-04-10 | UCOP | 7431218
2 | 2024-04-10 | UCOP | 7431218
3 | 2024-04-10 | UCOP | 7431218
4 | 2024-04-10 | UCOP | 7431218
5 | 2024-04-10 | UCOP | 7431218
6 | 2024-04-10 | UCOP | 7431218
7 | 2024-04-10 | UCOP | 7431218
8 | 2024-04-10 | UCOP | 7431218
9 | 2024-04-10 | UCOP | 7431218
10 | 2024-04-10 | UCOP | 7431218
11 | 2024-04-10 | UCOP | 7431218
12 | 2024-04-10 | UCOP | 7431218
13 | 2024-04-10 | UCOP | 7431218
14 | 2024-04-10 | UCOP | 7431218
15 | 2024-04-10 | UCOP | 7431218
16 | 2024-04-10 | UCOP | 7431218
17 | 2024-04-10 | UCOP | 7431218
18 | 2024-04-10 | UCOP | 7431218
19 | 2024-04-10 | UCOP | 7431218
20 | 2024-04-10 | UCOP | 7431218
21 | 2024-04-10 | UCOP | 7431218
22 | 2024-04-10 | UCOP | 7431218
23 | 2024-04-10 | UCOP | 7431218
0 | 2024-04-11 | UCOP | 7431218
1 | 2024-04-11 | UCOP | 7431218
2 | 2024-04-11 | UCOP | 7431218
3 | 2024-04-11 | UCOP | 7431218
4 | 2024-04-11 | UCOP | 7431218
5 | 2024-04-11 | UCOP | 7431218
6 | 2024-04-11 | UCOP | 7431218
7 | 2024-04-11 | UCOP | 7431218
8 | 2024-04-11 | UCOP | 7431218
9 | 2024-04-11 | UCOP | 7431218
10 | 2024-04-11 | UCOP | 7431218
11 | 2024-04-11 | UCOP | 7431218
12 | 2024-04-11 | UCOP | 7431218
13 | 2024-04-11 | UCOP | 7431218
14 | 2024-04-11 | UCOP | 7431218
15 | 2024-04-11 | UCOP | 7431218
16 | 2024-04-11 | UCOP | 7431218
17 | 2024-04-11 | UCOP | 7431218
18 | 2024-04-11 | UCOP | 7431218
19 | 2024-04-11 | UCOP | 7431218
20 | 2024-04-11 | UCOP | 7431218
21 | 2024-04-11 | UCOP | 7431218
22 | 2024-04-11 | UCOP | 7431218
23 | 2024-04-11 | UCOP | 7431218
0 | 2024-04-12 | UCOP | 7431218
1 | 2024-04-12 | UCOP | 7431218
2 | 2024-04-12 | UCOP | 7431218
3 | 2024-04-12 | UCOP | 7431218
4 | 2024-04-12 | UCOP | 7431218
5 | 2024-04-12 | UCOP | 7431218
6 | 2024-04-12 | UCOP | 7431218
7 | 2024-04-12 | UCOP | 7431218
8 | 2024-04-12 | UCOP | 7431218
9 | 2024-04-12 | UCOP | 7431218
10 | 2024-04-12 | UCOP | 7431218
11 | 2024-04-12 | UCOP | 7431218
12 | 2024-04-12 | UCOP | 7431218
13 | 2024-04-12 | UCOP | 7431218
14 | 2024-04-12 | UCOP | 7431218
15 | 2024-04-12 | UCOP | 7431218
16 | 2024-04-12 | UCOP | 7431218
17 | 2024-04-12 | UCOP | 7431218
18 | 2024-04-12 | UCOP | 7431218
19 | 2024-04-12 | UCOP | 7431218
20 | 2024-04-12 | UCOP | 7431218
21 | 2024-04-12 | UCOP | 7431218
22 | 2024-04-12 | UCOP | 7431218
23 | 2024-04-12 | UCOP | 7431218
0 | 2024-04-13 | UCOP | 7431218
1 | 2024-04-13 | UCOP | 7431218
2 | 2024-04-13 | UCOP | 7431218
3 | 2024-04-13 | UCOP | 7431218
4 | 2024-04-13 | UCOP | 7431218
5 | 2024-04-13 | UCOP | 7431218
6 | 2024-04-13 | UCOP | 7431218
7 | 2024-04-13 | UCOP | 7431218
8 | 2024-04-13 | UCOP | 7431218
9 | 2024-04-13 | UCOP | 7431218
10 | 2024-04-13 | UCOP | 7431218
11 | 2024-04-13 | UCOP | 7431218
12 | 2024-04-13 | UCOP | 7431218
13 | 2024-04-13 | UCOP | 7431218
14 | 2024-04-13 | UCOP | 7431218
15 | 2024-04-13 | UCOP | 7431218
16 | 2024-04-13 | UCOP | 7431218
17 | 2024-04-13 | UCOP | 7431218
18 | 2024-04-13 | UCOP | 7431218
19 | 2024-04-13 | UCOP | 7431218
20 | 2024-04-13 | UCOP | 7431218
21 | 2024-04-13 | UCOP | 7431218
22 | 2024-04-13 | UCOP | 7431218
23 | 2024-04-13 | UCOP | 7431218
0 | 2024-04-14 | UCOP | 7431218
1 | 2024-04-14 | UCOP | 7431218
2 | 2024-04-14 | UCOP | 7431218
3 | 2024-04-14 | UCOP | 7431218
4 | 2024-04-14 | UCOP | 7431218
5 | 2024-04-14 | UCOP | 7431218
6 | 2024-04-14 | UCOP | 7431218
7 | 2024-04-14 | UCOP | 7431218
8 | 2024-04-14 | UCOP | 7431218
9 | 2024-04-14 | UCOP | 7431218
10 | 2024-04-14 | UCOP | 7431218
11 | 2024-04-14 | UCOP | 7431218
12 | 2024-04-14 | UCOP | 7431218
13 | 2024-04-14 | UCOP | 7431218
14 | 2024-04-14 | UCOP | 7431218
15 | 2024-04-14 | UCOP | 7431218
16 | 2024-04-14 | UCOP | 7431218
17 | 2024-04-14 | UCOP | 7431218
18 | 2024-04-14 | UCOP | 7431218
19 | 2024-04-14 | UCOP | 7431218
20 | 2024-04-14 | UCOP | 7431218
21 | 2024-04-14 | UCOP | 7431218
22 | 2024-04-14 | UCOP | 7431218
23 | 2024-04-14 | UCOP | 7431218
0 | 2024-04-15 | UCOP | 7431218
1 | 2024-04-15 | UCOP | 7431218
2 | 2024-04-15 | UCOP | 7431218
3 | 2024-04-15 | UCOP | 7431218
4 | 2024-04-15 | UCOP | 7431218
5 | 2024-04-15 | UCOP | 7431218
6 | 2024-04-15 | UCOP | 7431218
7 | 2024-04-15 | UCOP | 7431218
8 | 2024-04-15 | UCOP | 7431218
9 | 2024-04-15 | UCOP | 7431218
10 | 2024-04-15 | UCOP | 7431218
11 | 2024-04-15 | UCOP | 7431218
12 | 2024-04-15 | UCOP | 7431218
13 | 2024-04-15 | UCOP | 7431218
14 | 2024-04-15 | UCOP | 7431218
15 | 2024-04-15 | UCOP | 7431218
16 | 2024-04-15 | UCOP | 7431218
17 | 2024-04-15 | UCOP | 7431218
18 | 2024-04-15 | UCOP | 7431218
19 | 2024-04-15 | UCOP | 7431218
20 | 2024-04-15 | UCOP | 7431218
21 | 2024-04-15 | UCOP | 7431218
22 | 2024-04-15 | UCOP | 7431218
23 | 2024-04-15 | UCOP | 7431218
0 | 2024-04-16 | UCOP | 7431218
1 | 2024-04-16 | UCOP | 7431218
2 | 2024-04-16 | UCOP | 7431218
3 | 2024-04-16 | UCOP | 7431218
4 | 2024-04-16 | UCOP | 7431218
5 | 2024-04-16 | UCOP | 7431218
6 | 2024-04-16 | UCOP | 7431218
7 | 2024-04-16 | UCOP | 7431218
8 | 2024-04-16 | UCOP | 7431218
9 | 2024-04-16 | UCOP | 7431218
10 | 2024-04-16 | UCOP | 7431218
11 | 2024-04-16 | UCOP | 7431218
12 | 2024-04-16 | UCOP | 7431218
13 | 2024-04-16 | UCOP | 7431218
14 | 2024-04-16 | UCOP | 7431218
15 | 2024-04-16 | UCOP | 7431218
16 | 2024-04-16 | UCOP | 7431218
17 | 2024-04-16 | UCOP | 7431218
18 | 2024-04-16 | UCOP | 7431218
19 | 2024-04-16 | UCOP | 7431218
20 | 2024-04-16 | UCOP | 7431218
21 | 2024-04-16 | UCOP | 7431218
22 | 2024-04-16 | UCOP | 7431218
23 | 2024-04-16 | UCOP | 7431218
0 | 2024-04-17 | UCOP | 7431218
1 | 2024-04-17 | UCOP | 7431218
2 | 2024-04-17 | UCOP | 7431218
3 | 2024-04-17 | UCOP | 7431218
4 | 2024-04-17 | UCOP | 7431218
5 | 2024-04-17 | UCOP | 7431218
6 | 2024-04-17 | UCOP | 7431218
7 | 2024-04-17 | UCOP | 7431218
8 | 2024-04-17 | UCOP | 7431218
9 | 2024-04-17 | UCOP | 7431218
10 | 2024-04-17 | UCOP | 7431218
11 | 2024-04-17 | UCOP | 7431218
12 | 2024-04-17 | UCOP | 7431218
13 | 2024-04-17 | UCOP | 7431218
14 | 2024-04-17 | UCOP | 7431218
15 | 2024-04-17 | UCOP | 7431218
16 | 2024-04-17 | UCOP | 7431218
17 | 2024-04-17 | UCOP | 7431218
18 | 2024-04-17 | UCOP | 7431218
19 | 2024-04-17 | UCOP | 7431218
20 | 2024-04-17 | UCOP | 7431218
21 | 2024-04-17 | UCOP | 7431218
22 | 2024-04-17 | UCOP | 7431218
23 | 2024-04-17 | UCOP | 7431218
0 | 2024-04-18 | UCOP | 7431218
1 | 2024-04-18 | UCOP | 7431218
2 | 2024-04-18 | UCOP | 7431218
3 | 2024-04-18 | UCOP | 7431218
4 | 2024-04-18 | UCOP | 7431218
5 | 2024-04-18 | UCOP | 7431218
6 | 2024-04-18 | UCOP | 7431218
7 | 2024-04-18 | UCOP | 7431218
8 | 2024-04-18 | UCOP | 7431218
9 | 2024-04-18 | UCOP | 7431218
10 | 2024-04-18 | UCOP | 7431218
11 | 2024-04-18 | UCOP | 7431218
12 | 2024-04-18 | UCOP | 7431218
13 | 2024-04-18 | UCOP | 7431218
14 | 2024-04-18 | UCOP | 7431218
15 | 2024-04-18 | UCOP | 7431218
16 | 2024-04-18 | UCOP | 7431218
17 | 2024-04-18 | UCOP | 7431218
18 | 2024-04-18 | UCOP | 7431218
19 | 2024-04-18 | UCOP | 7431218
20 | 2024-04-18 | UCOP | 7431218
21 | 2024-04-18 | UCOP | 7431218
22 | 2024-04-18 | UCOP | 7431218
23 | 2024-04-18 | UCOP | 7431218
0 | 2024-04-19 | UCOP | 7431218
1 | 2024-04-19 | UCOP | 7431218
2 | 2024-04-19 | UCOP | 7431218
3 | 2024-04-19 | UCOP | 7431218
4 | 2024-04-19 | UCOP | 7431218
5 | 2024-04-19 | UCOP | 7431218
6 | 2024-04-19 | UCOP | 7431218
7 | 2024-04-19 | UCOP | 7431218
8 | 2024-04-19 | UCOP | 7431218
9 | 2024-04-19 | UCOP | 7431218
10 | 2024-04-19 | UCOP | 7431218
11 | 2024-04-19 | UCOP | 7431218
12 | 2024-04-19 | UCOP | 7431218
13 | 2024-04-19 | UCOP | 7431218
14 | 2024-04-19 | UCOP | 7431218
15 | 2024-04-19 | UCOP | 7431218
16 | 2024-04-19 | UCOP | 7431218
17 | 2024-04-19 | UCOP | 7431218
18 | 2024-04-19 | UCOP | 7431218
19 | 2024-04-19 | UCOP | 7431218
20 | 2024-04-19 | UCOP | 7431218
21 | 2024-04-19 | UCOP | 7431218
22 | 2024-04-19 | UCOP | 7431218
23 | 2024-04-19 | UCOP | 7431218
0 | 2024-04-20 | UCOP | 7431218
1 | 2024-04-20 | UCOP | 7431218
2 | 2024-04-20 | UCOP | 7431218
3 | 2024-04-20 | UCOP | 7431218
4 | 2024-04-20 | UCOP | 7431218
5 | 2024-04-20 | UCOP | 7431218
6 | 2024-04-20 | UCOP | 7431218
7 | 2024-04-20 | UCOP | 7431218
8 | 2024-04-20 | UCOP | 7431218
9 | 2024-04-20 | UCOP | 7431218
10 | 2024-04-20 | UCOP | 7431218
11 | 2024-04-20 | UCOP | 7431218
12 | 2024-04-20 | UCOP | 7431218
13 | 2024-04-20 | UCOP | 7431218
14 | 2024-04-20 | UCOP | 7431218
15 | 2024-04-20 | UCOP | 7431218
16 | 2024-04-20 | UCOP | 7431218
17 | 2024-04-20 | UCOP | 7431218
18 | 2024-04-20 | UCOP | 7431218
19 | 2024-04-20 | UCOP | 7431218
20 | 2024-04-20 | UCOP | 7431218
21 | 2024-04-20 | UCOP | 7431218
22 | 2024-04-20 | UCOP | 7431218
23 | 2024-04-20 | UCOP | 7431218
0 | 2024-04-21 | UCOP | 7431218
1 | 2024-04-21 | UCOP | 7431218
2 | 2024-04-21 | UCOP | 7431218
3 | 2024-04-21 | UCOP | 7431218
4 | 2024-04-21 | UCOP | 7431218
5 | 2024-04-21 | UCOP | 7431218
6 | 2024-04-21 | UCOP | 7431218
7 | 2024-04-21 | UCOP | 7431218
8 | 2024-04-21 | UCOP | 7431218
9 | 2024-04-21 | UCOP | 7431218
10 | 2024-04-21 | UCOP | 7431218
11 | 2024-04-21 | UCOP | 7431218
12 | 2024-04-21 | UCOP | 7431218
13 | 2024-04-21 | UCOP | 7431218
14 | 2024-04-21 | UCOP | 7431218
15 | 2024-04-21 | UCOP | 7431218
16 | 2024-04-21 | UCOP | 7431218
17 | 2024-04-21 | UCOP | 7431218
18 | 2024-04-21 | UCOP | 7431218
19 | 2024-04-21 | UCOP | 7431218
20 | 2024-04-21 | UCOP | 7431218
21 | 2024-04-21 | UCOP | 7431218
22 | 2024-04-21 | UCOP | 7431218
23 | 2024-04-21 | UCOP | 7431218
0 | 2024-04-22 | UCOP | 7431218
1 | 2024-04-22 | UCOP | 7431218
2 | 2024-04-22 | UCOP | 7431218
3 | 2024-04-22 | UCOP | 7431218
4 | 2024-04-22 | UCOP | 7431218
5 | 2024-04-22 | UCOP | 7431218
6 | 2024-04-22 | UCOP | 7431218
7 | 2024-04-22 | UCOP | 7431218
8 | 2024-04-22 | UCOP | 7431218
9 | 2024-04-22 | UCOP | 7431218
10 | 2024-04-22 | UCOP | 7431218
11 | 2024-04-22 | UCOP | 7431218
12 | 2024-04-22 | UCOP | 7431218
13 | 2024-04-22 | UCOP | 7431218
14 | 2024-04-22 | UCOP | 7431218
15 | 2024-04-22 | UCOP | 7431218
16 | 2024-04-22 | UCOP | 7431218
17 | 2024-04-22 | UCOP | 7431218
18 | 2024-04-22 | UCOP | 7431218
19 | 2024-04-22 | UCOP | 7431218
20 | 2024-04-22 | UCOP | 7431218
21 | 2024-04-22 | UCOP | 7431218
22 | 2024-04-22 | UCOP | 7431218
23 | 2024-04-22 | UCOP | 7431218
0 | 2024-04-23 | UCOP | 7431218
1 | 2024-04-23 | UCOP | 7431218
2 | 2024-04-23 | UCOP | 7431218
3 | 2024-04-23 | UCOP | 7431218
4 | 2024-04-23 | UCOP | 7431218
5 | 2024-04-23 | UCOP | 7431218
6 | 2024-04-23 | UCOP | 7431218
7 | 2024-04-23 | UCOP | 7431218
8 | 2024-04-23 | UCOP | 7431218
9 | 2024-04-23 | UCOP | 7431218
10 | 2024-04-23 | UCOP | 7431218
11 | 2024-04-23 | UCOP | 7431218
12 | 2024-04-23 | UCOP | 7431218
13 | 2024-04-23 | UCOP | 7431218
14 | 2024-04-23 | UCOP | 7431218
15 | 2024-04-23 | UCOP | 7431218
16 | 2024-04-23 | UCOP | 7431218
17 | 2024-04-23 | UCOP | 7431218
18 | 2024-04-23 | UCOP | 7431218
19 | 2024-04-23 | UCOP | 7431218
20 | 2024-04-23 | UCOP | 7431218
21 | 2024-04-23 | UCOP | 7431218
22 | 2024-04-23 | UCOP | 7431218
23 | 2024-04-23 | UCOP | 7431218
0 | 2024-04-24 | UCOP | 7431218
1 | 2024-04-24 | UCOP | 7431218
2 | 2024-04-24 | UCOP | 7431218
3 | 2024-04-24 | UCOP | 7431218
4 | 2024-04-24 | UCOP | 7431218
5 | 2024-04-24 | UCOP | 7431218
6 | 2024-04-24 | UCOP | 7431218
7 | 2024-04-24 | UCOP | 7431218
8 | 2024-04-24 | UCOP | 7431218
9 | 2024-04-24 | UCOP | 7431218
10 | 2024-04-24 | UCOP | 7431218
11 | 2024-04-24 | UCOP | 7431218
12 | 2024-04-24 | UCOP | 7431218
13 | 2024-04-24 | UCOP | 7431218
14 | 2024-04-24 | UCOP | 7431218
15 | 2024-04-24 | UCOP | 7431218
16 | 2024-04-24 | UCOP | 7431218
17 | 2024-04-24 | UCOP | 7431218
18 | 2024-04-24 | UCOP | 7431218
19 | 2024-04-24 | UCOP | 7431218
20 | 2024-04-24 | UCOP | 7431218
21 | 2024-04-24 | UCOP | 7431218
22 | 2024-04-24 | UCOP | 7431218
23 | 2024-04-24 | UCOP | 7431218
0 | 2024-04-25 | UCOP | 7431218
1 | 2024-04-25 | UCOP | 7431218
2 | 2024-04-25 | UCOP | 7431218
3 | 2024-04-25 | UCOP | 7431218
4 | 2024-04-25 | UCOP | 7431218
5 | 2024-04-25 | UCOP | 7431218
6 | 2024-04-25 | UCOP | 7431218
7 | 2024-04-25 | UCOP | 7431218
8 | 2024-04-25 | UCOP | 7431218
9 | 2024-04-25 | UCOP | 7431218
10 | 2024-04-25 | UCOP | 7431218
11 | 2024-04-25 | UCOP | 7431218
12 | 2024-04-25 | UCOP | 7431218
13 | 2024-04-25 | UCOP | 7431218
14 | 2024-04-25 | UCOP | 7431218
15 | 2024-04-25 | UCOP | 7431218
16 | 2024-04-25 | UCOP | 7431218
17 | 2024-04-25 | UCOP | 7431218
18 | 2024-04-25 | UCOP | 7431218
19 | 2024-04-25 | UCOP | 7431218
20 | 2024-04-25 | UCOP | 7431218
21 | 2024-04-25 | UCOP | 7431218
22 | 2024-04-25 | UCOP | 7431218
23 | 2024-04-25 | UCOP | 7431218
0 | 2024-04-26 | UCOP | 7431218
1 | 2024-04-26 | UCOP | 7431218
2 | 2024-04-26 | UCOP | 7431218
3 | 2024-04-26 | UCOP | 7431218
4 | 2024-04-26 | UCOP | 7431218
5 | 2024-04-26 | UCOP | 7431218
6 | 2024-04-26 | UCOP | 7431218
7 | 2024-04-26 | UCOP | 7431218
8 | 2024-04-26 | UCOP | 7431218
9 | 2024-04-26 | UCOP | 7431218
10 | 2024-04-26 | UCOP | 7431218
11 | 2024-04-26 | UCOP | 7431218
12 | 2024-04-26 | UCOP | 7431218
13 | 2024-04-26 | UCOP | 7431218
14 | 2024-04-26 | UCOP | 7431218
15 | 2024-04-26 | UCOP | 7431218
16 | 2024-04-26 | UCOP | 7431218
17 | 2024-04-26 | UCOP | 7431218
18 | 2024-04-26 | UCOP | 7431218
19 | 2024-04-26 | UCOP | 7431218
20 | 2024-04-26 | UCOP | 7431218
21 | 2024-04-26 | UCOP | 7431218
22 | 2024-04-26 | UCOP | 7431218
23 | 2024-04-26 | UCOP | 7431218
0 | 2024-04-27 | UCOP | 7431218
1 | 2024-04-27 | UCOP | 7431218
2 | 2024-04-27 | UCOP | 7431218
3 | 2024-04-27 | UCOP | 7431218
4 | 2024-04-27 | UCOP | 7431218
5 | 2024-04-27 | UCOP | 7431218
6 | 2024-04-27 | UCOP | 7431218
7 | 2024-04-27 | UCOP | 7431218
8 | 2024-04-27 | UCOP | 7431218
9 | 2024-04-27 | UCOP | 7431218
10 | 2024-04-27 | UCOP | 7431218
11 | 2024-04-27 | UCOP | 7431218
12 | 2024-04-27 | UCOP | 7431218
13 | 2024-04-27 | UCOP | 7431218
14 | 2024-04-27 | UCOP | 7431218
15 | 2024-04-27 | UCOP | 7431218
16 | 2024-04-27 | UCOP | 7431218
17 | 2024-04-27 | UCOP | 7431218
18 | 2024-04-27 | UCOP | 7431218
19 | 2024-04-27 | UCOP | 7431218
20 | 2024-04-27 | UCOP | 7431218
21 | 2024-04-27 | UCOP | 7431218
22 | 2024-04-27 | UCOP | 7431218
23 | 2024-04-27 | UCOP | 7431218
0 | 2024-04-28 | UCOP | 7431218
1 | 2024-04-28 | UCOP | 7431218
2 | 2024-04-28 | UCOP | 7431218
3 | 2024-04-28 | UCOP | 7431218
4 | 2024-04-28 | UCOP | 7431218
5 | 2024-04-28 | UCOP | 7431218
6 | 2024-04-28 | UCOP | 7431218
7 | 2024-04-28 | UCOP | 7431218
8 | 2024-04-28 | UCOP | 7431218
9 | 2024-04-28 | UCOP | 7431218
10 | 2024-04-28 | UCOP | 7431218
11 | 2024-04-28 | UCOP | 7431218
12 | 2024-04-28 | UCOP | 7431218
13 | 2024-04-28 | UCOP | 7431218
14 | 2024-04-28 | UCOP | 7431218
15 | 2024-04-28 | UCOP | 7431218
16 | 2024-04-28 | UCOP | 7431218
17 | 2024-04-28 | UCOP | 7431218
18 | 2024-04-28 | UCOP | 7431218
19 | 2024-04-28 | UCOP | 7431218
20 | 2024-04-28 | UCOP | 7431218
21 | 2024-04-28 | UCOP | 7431218
22 | 2024-04-28 | UCOP | 7431218
23 | 2024-04-28 | UCOP | 7431218
0 | 2024-04-29 | UCOP | 7431218
1 | 2024-04-29 | UCOP | 7431218
2 | 2024-04-29 | UCOP | 7431218
3 | 2024-04-29 | UCOP | 7431218
4 | 2024-04-29 | UCOP | 7431218
5 | 2024-04-29 | UCOP | 7431218
6 | 2024-04-29 | UCOP | 7431218
7 | 2024-04-29 | UCOP | 7431218
8 | 2024-04-29 | UCOP | 7431218
9 | 2024-04-29 | UCOP | 7431218
10 | 2024-04-29 | UCOP | 7431218
11 | 2024-04-29 | UCOP | 7431218
12 | 2024-04-29 | UCOP | 7431218
13 | 2024-04-29 | UCOP | 7431218
14 | 2024-04-29 | UCOP | 7431218
15 | 2024-04-29 | UCOP | 7431218
16 | 2024-04-29 | UCOP | 7431218
17 | 2024-04-29 | UCOP | 7431218
18 | 2024-04-29 | UCOP | 7431218
19 | 2024-04-29 | UCOP | 7431218
20 | 2024-04-29 | UCOP | 7431218
21 | 2024-04-29 | UCOP | 7431218
22 | 2024-04-29 | UCOP | 7431218
23 | 2024-04-29 | UCOP | 7431218
0 | 2024-04-30 | UCOP | 7431218
1 | 2024-04-30 | UCOP | 7431218
2 | 2024-04-30 | UCOP | 7431218
3 | 2024-04-30 | UCOP | 7431218
4 | 2024-04-30 | UCOP | 7431218
5 | 2024-04-30 | UCOP | 7431218
6 | 2024-04-30 | UCOP | 7431218
7 | 2024-04-30 | UCOP | 7431218
8 | 2024-04-30 | UCOP | 7431218
9 | 2024-04-30 | UCOP | 7431218
10 | 2024-04-30 | UCOP | 7431218
11 | 2024-04-30 | UCOP | 7431218
12 | 2024-04-30 | UCOP | 7431218
13 | 2024-04-30 | UCOP | 7431218
14 | 2024-04-30 | UCOP | 7431218
15 | 2024-04-30 | UCOP | 7431218
16 | 2024-04-30 | UCOP | 7431218
17 | 2024-04-30 | UCOP | 7431218
18 | 2024-04-30 | UCOP | 7431218
19 | 2024-04-30 | UCOP | 7431218
20 | 2024-04-30 | UCOP | 7431218
21 | 2024-04-30 | UCOP | 7431218
22 | 2024-04-30 | UCOP | 7431218
23 | 2024-04-30 | UCOP | 7431218
0 | 2024-05-01 | UCOP | 7431218
1 | 2024-05-01 | UCOP | 7431218
2 | 2024-05-01 | UCOP | 7431218
3 | 2024-05-01 | UCOP | 7431218
4 | 2024-05-01 | UCOP | 7431218
5 | 2024-05-01 | UCOP | 7431218
6 | 2024-05-01 | UCOP | 7431218
7 | 2024-05-01 | UCOP | 7431218
8 | 2024-05-01 | UCOP | 7431218
9 | 2024-05-01 | UCOP | 7431218
10 | 2024-05-01 | UCOP | 7431218
11 | 2024-05-01 | UCOP | 7431218
12 | 2024-05-01 | UCOP | 7431218
13 | 2024-05-01 | UCOP | 7431218
14 | 2024-05-01 | UCOP | 7431218
15 | 2024-05-01 | UCOP | 7431218
16 | 2024-05-01 | UCOP | 7431218
17 | 2024-05-01 | UCOP | 7431218
18 | 2024-05-01 | UCOP | 7431218
19 | 2024-05-01 | UCOP | 7431218
20 | 2024-05-01 | UCOP | 7431218
21 | 2024-05-01 | UCOP | 7431218
22 | 2024-05-01 | UCOP | 7431218
23 | 2024-05-01 | UCOP | 7431218
0 | 2024-05-02 | UCOP | 7431218
1 | 2024-05-02 | UCOP | 7431218
2 | 2024-05-02 | UCOP | 7431218
3 | 2024-05-02 | UCOP | 7431218
4 | 2024-05-02 | UCOP | 7431218
5 | 2024-05-02 | UCOP | 7431218
6 | 2024-05-02 | UCOP | 7431218
7 | 2024-05-02 | UCOP | 7431218
8 | 2024-05-02 | UCOP | 7431218
9 | 2024-05-02 | UCOP | 7431218
10 | 2024-05-02 | UCOP | 7431218
11 | 2024-05-02 | UCOP | 7431218
12 | 2024-05-02 | UCOP | 7431218
13 | 2024-05-02 | UCOP | 7431218
14 | 2024-05-02 | UCOP | 7431218
15 | 2024-05-02 | UCOP | 7431218
16 | 2024-05-02 | UCOP | 7431218
17 | 2024-05-02 | UCOP | 7431218
18 | 2024-05-02 | UCOP | 7431218
19 | 2024-05-02 | UCOP | 7431218
20 | 2024-05-02 | UCOP | 7431218
21 | 2024-05-02 | UCOP | 7431218
22 | 2024-05-02 | UCOP | 7431218
23 | 2024-05-02 | UCOP | 7431218
0 | 2024-05-03 | UCOP | 7431218
1 | 2024-05-03 | UCOP | 7431218
2 | 2024-05-03 | UCOP | 7431218
3 | 2024-05-03 | UCOP | 7431218
4 | 2024-05-03 | UCOP | 7431218
5 | 2024-05-03 | UCOP | 7431218
6 | 2024-05-03 | UCOP | 7431218
7 | 2024-05-03 | UCOP | 7431218
8 | 2024-05-03 | UCOP | 7431218
9 | 2024-05-03 | UCOP | 7431218
10 | 2024-05-03 | UCOP | 7431218
11 | 2024-05-03 | UCOP | 7431218
12 | 2024-05-03 | UCOP | 7431218
13 | 2024-05-03 | UCOP | 7431218
14 | 2024-05-03 | UCOP | 7431218
15 | 2024-05-03 | UCOP | 7431218
16 | 2024-05-03 | UCOP | 7431218
17 | 2024-05-03 | UCOP | 7431218
18 | 2024-05-03 | UCOP | 7431218
19 | 2024-05-03 | UCOP | 7431218
20 | 2024-05-03 | UCOP | 7431218
21 | 2024-05-03 | UCOP | 7431218
22 | 2024-05-03 | UCOP | 7431218
23 | 2024-05-03 | UCOP | 7431218
0 | 2024-05-04 | UCOP | 7431218
1 | 2024-05-04 | UCOP | 7431218
2 | 2024-05-04 | UCOP | 7431218
3 | 2024-05-04 | UCOP | 7431218
4 | 2024-05-04 | UCOP | 7431218
5 | 2024-05-04 | UCOP | 7431218
6 | 2024-05-04 | UCOP | 7431218
7 | 2024-05-04 | UCOP | 7431218
8 | 2024-05-04 | UCOP | 7431218
9 | 2024-05-04 | UCOP | 7431218
10 | 2024-05-04 | UCOP | 7431218
11 | 2024-05-04 | UCOP | 7431218
12 | 2024-05-04 | UCOP | 7431218
13 | 2024-05-04 | UCOP | 7431218
14 | 2024-05-04 | UCOP | 7431218
15 | 2024-05-04 | UCOP | 7431218
16 | 2024-05-04 | UCOP | 7431218
17 | 2024-05-04 | UCOP | 7431218
18 | 2024-05-04 | UCOP | 7431218
19 | 2024-05-04 | UCOP | 7431218
20 | 2024-05-04 | UCOP | 7431218
21 | 2024-05-04 | UCOP | 7431218
22 | 2024-05-04 | UCOP | 7431218
23 | 2024-05-04 | UCOP | 7431218
0 | 2024-05-05 | UCOP | 7431218
1 | 2024-05-05 | UCOP | 7431218
2 | 2024-05-05 | UCOP | 7431218
3 | 2024-05-05 | UCOP | 7431218
4 | 2024-05-05 | UCOP | 7431218
5 | 2024-05-05 | UCOP | 7431218
6 | 2024-05-05 | UCOP | 7431218
7 | 2024-05-05 | UCOP | 7431218
8 | 2024-05-05 | UCOP | 7431218
9 | 2024-05-05 | UCOP | 7431218
10 | 2024-05-05 | UCOP | 7431218
11 | 2024-05-05 | UCOP | 7431218
12 | 2024-05-05 | UCOP | 7431218
13 | 2024-05-05 | UCOP | 7431218
14 | 2024-05-05 | UCOP | 7431218
15 | 2024-05-05 | UCOP | 7431218
16 | 2024-05-05 | UCOP | 7431218
17 | 2024-05-05 | UCOP | 7431218
18 | 2024-05-05 | UCOP | 7431218
19 | 2024-05-05 | UCOP | 7431218
20 | 2024-05-05 | UCOP | 7431218
21 | 2024-05-05 | UCOP | 7431218
22 | 2024-05-05 | UCOP | 7431218
23 | 2024-05-05 | UCOP | 7431218
0 | 2024-05-06 | UCOP | 7431218
1 | 2024-05-06 | UCOP | 7431218
2 | 2024-05-06 | UCOP | 7431218
3 | 2024-05-06 | UCOP | 7431218
4 | 2024-05-06 | UCOP | 7431218
5 | 2024-05-06 | UCOP | 7431218
6 | 2024-05-06 | UCOP | 7431218
7 | 2024-05-06 | UCOP | 7431218
8 | 2024-05-06 | UCOP | 7431218
9 | 2024-05-06 | UCOP | 7431218
10 | 2024-05-06 | UCOP | 7431218
11 | 2024-05-06 | UCOP | 7431218
12 | 2024-05-06 | UCOP | 7431218
13 | 2024-05-06 | UCOP | 7431218
14 | 2024-05-06 | UCOP | 7431218
15 | 2024-05-06 | UCOP | 7431218
16 | 2024-05-06 | UCOP | 7431218
17 | 2024-05-06 | UCOP | 7431218
18 | 2024-05-06 | UCOP | 7431218
19 | 2024-05-06 | UCOP | 7431218
20 | 2024-05-06 | UCOP | 7431218
21 | 2024-05-06 | UCOP | 7431218
22 | 2024-05-06 | UCOP | 7431218
23 | 2024-05-06 | UCOP | 7431218
0 | 2024-05-07 | UCOP | 7431218
1 | 2024-05-07 | UCOP | 7431218
2 | 2024-05-07 | UCOP | 7431218
3 | 2024-05-07 | UCOP | 7431218
4 | 2024-05-07 | UCOP | 7431218
5 | 2024-05-07 | UCOP | 7431218
6 | 2024-05-07 | UCOP | 7431218
7 | 2024-05-07 | UCOP | 7431218
8 | 2024-05-07 | UCOP | 7431218
9 | 2024-05-07 | UCOP | 7431218
10 | 2024-05-07 | UCOP | 7431218
11 | 2024-05-07 | UCOP | 7431218
12 | 2024-05-07 | UCOP | 7431218
13 | 2024-05-07 | UCOP | 7431218
14 | 2024-05-07 | UCOP | 7431218
15 | 2024-05-07 | UCOP | 7431218
16 | 2024-05-07 | UCOP | 7431218
17 | 2024-05-07 | UCOP | 7431218
18 | 2024-05-07 | UCOP | 7431218
19 | 2024-05-07 | UCOP | 7431218
20 | 2024-05-07 | UCOP | 7431218
21 | 2024-05-07 | UCOP | 7431218
22 | 2024-05-07 | UCOP | 7431218
23 | 2024-05-07 | UCOP | 7431218
0 | 2024-05-08 | UCOP | 7431218
1 | 2024-05-08 | UCOP | 7431218
2 | 2024-05-08 | UCOP | 7431218
3 | 2024-05-08 | UCOP | 7431218
4 | 2024-05-08 | UCOP | 7431218
5 | 2024-05-08 | UCOP | 7431218
6 | 2024-05-08 | UCOP | 7431218
7 | 2024-05-08 | UCOP | 7431218
8 | 2024-05-08 | UCOP | 7431218
9 | 2024-05-08 | UCOP | 7431218
10 | 2024-05-08 | UCOP | 7431218
11 | 2024-05-08 | UCOP | 7431218
12 | 2024-05-08 | UCOP | 7431218
13 | 2024-05-08 | UCOP | 7431218
14 | 2024-05-08 | UCOP | 7431218
15 | 2024-05-08 | UCOP | 7431218
16 | 2024-05-08 | UCOP | 7431218
17 | 2024-05-08 | UCOP | 7431218
18 | 2024-05-08 | UCOP | 7431218
19 | 2024-05-08 | UCOP | 7431218
20 | 2024-05-08 | UCOP | 7431218
21 | 2024-05-08 | UCOP | 7431218
22 | 2024-05-08 | UCOP | 7431218
23 | 2024-05-08 | UCOP | 7431218
0 | 2024-05-09 | UCOP | 7431218
1 | 2024-05-09 | UCOP | 7431218
2 | 2024-05-09 | UCOP | 7431218
3 | 2024-05-09 | UCOP | 7431218
4 | 2024-05-09 | UCOP | 7431218
5 | 2024-05-09 | UCOP | 7431218
6 | 2024-05-09 | UCOP | 7431218
7 | 2024-05-09 | UCOP | 7431218
8 | 2024-05-09 | UCOP | 7431218
9 | 2024-05-09 | UCOP | 7431218
10 | 2024-05-09 | UCOP | 7431218
11 | 2024-05-09 | UCOP | 7431218
12 | 2024-05-09 | UCOP | 7431218
13 | 2024-05-09 | UCOP | 7431218
14 | 2024-05-09 | UCOP | 7431218
15 | 2024-05-09 | UCOP | 7431218
16 | 2024-05-09 | UCOP | 7431218
17 | 2024-05-09 | UCOP | 7431218
18 | 2024-05-09 | UCOP | 7431218
19 | 2024-05-09 | UCOP | 7431218
20 | 2024-05-09 | UCOP | 7431218
21 | 2024-05-09 | UCOP | 7431218
22 | 2024-05-09 | UCOP | 7431218
23 | 2024-05-09 | UCOP | 7431218
0 | 2024-05-10 | UCOP | 7431218
1 | 2024-05-10 | UCOP | 7431218
2 | 2024-05-10 | UCOP | 7431218
3 | 2024-05-10 | UCOP | 7431218
4 | 2024-05-10 | UCOP | 7431218
5 | 2024-05-10 | UCOP | 7431218
6 | 2024-05-10 | UCOP | 7431218
7 | 2024-05-10 | UCOP | 7431218
8 | 2024-05-10 | UCOP | 7431218
9 | 2024-05-10 | UCOP | 7431218
10 | 2024-05-10 | UCOP | 7431218
11 | 2024-05-10 | UCOP | 7431218
12 | 2024-05-10 | UCOP | 7431218
13 | 2024-05-10 | UCOP | 7431218
14 | 2024-05-10 | UCOP | 7431218
15 | 2024-05-10 | UCOP | 7431218
16 | 2024-05-10 | UCOP | 7431218
17 | 2024-05-10 | UCOP | 7431218
18 | 2024-05-10 | UCOP | 7431218
19 | 2024-05-10 | UCOP | 7431218
20 | 2024-05-10 | UCOP | 7431218
21 | 2024-05-10 | UCOP | 7431218
22 | 2024-05-10 | UCOP | 7431218
23 | 2024-05-10 | UCOP | 7431218
0 | 2024-05-11 | UCOP | 7431218
1 | 2024-05-11 | UCOP | 7431218
2 | 2024-05-11 | UCOP | 7431218
3 | 2024-05-11 | UCOP | 7431218
4 | 2024-05-11 | UCOP | 7431218
5 | 2024-05-11 | UCOP | 7431218
6 | 2024-05-11 | UCOP | 7431218
7 | 2024-05-11 | UCOP | 7431218
8 | 2024-05-11 | UCOP | 7431218
9 | 2024-05-11 | UCOP | 7431218
10 | 2024-05-11 | UCOP | 7431218
11 | 2024-05-11 | UCOP | 7431218
12 | 2024-05-11 | UCOP | 7431218
13 | 2024-05-11 | UCOP | 7431218
14 | 2024-05-11 | UCOP | 7431218
15 | 2024-05-11 | UCOP | 7431218
16 | 2024-05-11 | UCOP | 7431218
17 | 2024-05-11 | UCOP | 7431218
18 | 2024-05-11 | UCOP | 7431218
19 | 2024-05-11 | UCOP | 7431218
20 | 2024-05-11 | UCOP | 7431218
21 | 2024-05-11 | UCOP | 7431218
22 | 2024-05-11 | UCOP | 7431218
23 | 2024-05-11 | UCOP | 7431218
0 | 2024-05-12 | UCOP | 7431218
1 | 2024-05-12 | UCOP | 7431218
2 | 2024-05-12 | UCOP | 7431218
3 | 2024-05-12 | UCOP | 7431218
4 | 2024-05-12 | UCOP | 7431218
5 | 2024-05-12 | UCOP | 7431218
6 | 2024-05-12 | UCOP | 7431218
7 | 2024-05-12 | UCOP | 7431218
8 | 2024-05-12 | UCOP | 7431218
9 | 2024-05-12 | UCOP | 7431218
10 | 2024-05-12 | UCOP | 7431218
11 | 2024-05-12 | UCOP | 7431218
12 | 2024-05-12 | UCOP | 7431218
13 | 2024-05-12 | UCOP | 7431218
14 | 2024-05-12 | UCOP | 7431218
15 | 2024-05-12 | UCOP | 7431218
16 | 2024-05-12 | UCOP | 7431218
17 | 2024-05-12 | UCOP | 7431218
18 | 2024-05-12 | UCOP | 7431218
19 | 2024-05-12 | UCOP | 7431218
20 | 2024-05-12 | UCOP | 7431218
21 | 2024-05-12 | UCOP | 7431218
22 | 2024-05-12 | UCOP | 7431218
23 | 2024-05-12 | UCOP | 7431218
0 | 2024-05-13 | UCOP | 7431218
1 | 2024-05-13 | UCOP | 7431218
2 | 2024-05-13 | UCOP | 7431218
3 | 2024-05-13 | UCOP | 7431218
4 | 2024-05-13 | UCOP | 7431218
5 | 2024-05-13 | UCOP | 7431218
6 | 2024-05-13 | UCOP | 7431218
7 | 2024-05-13 | UCOP | 7431218
8 | 2024-05-13 | UCOP | 7431218
9 | 2024-05-13 | UCOP | 7431218
10 | 2024-05-13 | UCOP | 7431218
11 | 2024-05-13 | UCOP | 7431218
12 | 2024-05-13 | UCOP | 7431218
13 | 2024-05-13 | UCOP | 7431218
14 | 2024-05-13 | UCOP | 7431218
15 | 2024-05-13 | UCOP | 7431218
16 | 2024-05-13 | UCOP | 7431218
17 | 2024-05-13 | UCOP | 7431218
18 | 2024-05-13 | UCOP | 7431218
19 | 2024-05-13 | UCOP | 7431218
20 | 2024-05-13 | UCOP | 7431218
21 | 2024-05-13 | UCOP | 7431218
22 | 2024-05-13 | UCOP | 7431218
23 | 2024-05-13 | UCOP | 7431218
0 | 2024-05-14 | UCOP | 7431218
1 | 2024-05-14 | UCOP | 7431218
2 | 2024-05-14 | UCOP | 7431218
3 | 2024-05-14 | UCOP | 7431218
4 | 2024-05-14 | UCOP | 7431218
5 | 2024-05-14 | UCOP | 7431218
6 | 2024-05-14 | UCOP | 7431218
7 | 2024-05-14 | UCOP | 7431218
8 | 2024-05-14 | UCOP | 7431218
9 | 2024-05-14 | UCOP | 7431218
10 | 2024-05-14 | UCOP | 7431218
11 | 2024-05-14 | UCOP | 7431218
12 | 2024-05-14 | UCOP | 7431218
13 | 2024-05-14 | UCOP | 7431218
14 | 2024-05-14 | UCOP | 7431218
15 | 2024-05-14 | UCOP | 7431218
16 | 2024-05-14 | UCOP | 7431218
17 | 2024-05-14 | UCOP | 7431218
18 | 2024-05-14 | UCOP | 7431218
19 | 2024-05-14 | UCOP | 7431218
20 | 2024-05-14 | UCOP | 7431218
21 | 2024-05-14 | UCOP | 7431218
22 | 2024-05-14 | UCOP | 7431218
23 | 2024-05-14 | UCOP | 7431218
0 | 2024-05-15 | UCOP | 7431218
1 | 2024-05-15 | UCOP | 7431218
2 | 2024-05-15 | UCOP | 7431218
3 | 2024-05-15 | UCOP | 7431218
4 | 2024-05-15 | UCOP | 7431218
5 | 2024-05-15 | UCOP | 7431218
6 | 2024-05-15 | UCOP | 7431218
7 | 2024-05-15 | UCOP | 7431218
8 | 2024-05-15 | UCOP | 7431218
9 | 2024-05-15 | UCOP | 7431218
10 | 2024-05-15 | UCOP | 7431218
11 | 2024-05-15 | UCOP | 7431218
12 | 2024-05-15 | UCOP | 7431218
13 | 2024-05-15 | UCOP | 7431218
14 | 2024-05-15 | UCOP | 7431218
15 | 2024-05-15 | UCOP | 7431218
16 | 2024-05-15 | UCOP | 7431218
17 | 2024-05-15 | UCOP | 7431218
18 | 2024-05-15 | UCOP | 7431218
19 | 2024-05-15 | UCOP | 7431218
20 | 2024-05-15 | UCOP | 7431218
21 | 2024-05-15 | UCOP | 7431218
22 | 2024-05-15 | UCOP | 7431218
23 | 2024-05-15 | UCOP | 7431218
0 | 2024-05-16 | UCOP | 7431218
1 | 2024-05-16 | UCOP | 7431218
2 | 2024-05-16 | UCOP | 7431218
3 | 2024-05-16 | UCOP | 7431218
4 | 2024-05-16 | UCOP | 7431218
5 | 2024-05-16 | UCOP | 7431218
6 | 2024-05-16 | UCOP | 7431218
7 | 2024-05-16 | UCOP | 7431218
8 | 2024-05-16 | UCOP | 7431218
9 | 2024-05-16 | UCOP | 7431218
10 | 2024-05-16 | UCOP | 7431218
11 | 2024-05-16 | UCOP | 7431218
12 | 2024-05-16 | UCOP | 7431218
13 | 2024-05-16 | UCOP | 7431218
14 | 2024-05-16 | UCOP | 7431218
15 | 2024-05-16 | UCOP | 7431218
16 | 2024-05-16 | UCOP | 7431218
17 | 2024-05-16 | UCOP | 7431218
18 | 2024-05-16 | UCOP | 7431218
19 | 2024-05-16 | UCOP | 7431218
20 | 2024-05-16 | UCOP | 7431218
21 | 2024-05-16 | UCOP | 7431218
22 | 2024-05-16 | UCOP | 7431218
23 | 2024-05-16 | UCOP | 7431218
0 | 2024-05-17 | UCOP | 7431218
1 | 2024-05-17 | UCOP | 7431218
2 | 2024-05-17 | UCOP | 7431218
3 | 2024-05-17 | UCOP | 7431218
4 | 2024-05-17 | UCOP | 7431218
5 | 2024-05-17 | UCOP | 7431218
6 | 2024-05-17 | UCOP | 7431218
7 | 2024-05-17 | UCOP | 7431218
8 | 2024-05-17 | UCOP | 7431218
9 | 2024-05-17 | UCOP | 7431218
10 | 2024-05-17 | UCOP | 7431218
11 | 2024-05-17 | UCOP | 7431218
12 | 2024-05-17 | UCOP | 7431218
13 | 2024-05-17 | UCOP | 7431218
14 | 2024-05-17 | UCOP | 7431218
15 | 2024-05-17 | UCOP | 7431218
16 | 2024-05-17 | UCOP | 7431218
17 | 2024-05-17 | UCOP | 7431218
18 | 2024-05-17 | UCOP | 7431218
19 | 2024-05-17 | UCOP | 7431218
20 | 2024-05-17 | UCOP | 7431218
21 | 2024-05-17 | UCOP | 7431218
22 | 2024-05-17 | UCOP | 7431218
23 | 2024-05-17 | UCOP | 7431218
0 | 2024-05-18 | UCOP | 7431218
1 | 2024-05-18 | UCOP | 7431218
2 | 2024-05-18 | UCOP | 7431218
3 | 2024-05-18 | UCOP | 7431218
4 | 2024-05-18 | UCOP | 7431218
5 | 2024-05-18 | UCOP | 7431218
6 | 2024-05-18 | UCOP | 7431218
7 | 2024-05-18 | UCOP | 7431218
8 | 2024-05-18 | UCOP | 7431218
9 | 2024-05-18 | UCOP | 7431218
10 | 2024-05-18 | UCOP | 7431218
11 | 2024-05-18 | UCOP | 7431218
12 | 2024-05-18 | UCOP | 7431218
13 | 2024-05-18 | UCOP | 7431218
14 | 2024-05-18 | UCOP | 7431218
15 | 2024-05-18 | UCOP | 7431218
16 | 2024-05-18 | UCOP | 7431218
17 | 2024-05-18 | UCOP | 7431218
18 | 2024-05-18 | UCOP | 7431218
19 | 2024-05-18 | UCOP | 7431218
20 | 2024-05-18 | UCOP | 7431218
21 | 2024-05-18 | UCOP | 7431218
22 | 2024-05-18 | UCOP | 7431218
23 | 2024-05-18 | UCOP | 7431218
0 | 2024-05-19 | UCOP | 7431218
1 | 2024-05-19 | UCOP | 7431218
2 | 2024-05-19 | UCOP | 7431218
3 | 2024-05-19 | UCOP | 7431218
4 | 2024-05-19 | UCOP | 7431218
5 | 2024-05-19 | UCOP | 7431218
6 | 2024-05-19 | UCOP | 7431218
7 | 2024-05-19 | UCOP | 7431218
8 | 2024-05-19 | UCOP | 7431218
9 | 2024-05-19 | UCOP | 7431218
10 | 2024-05-19 | UCOP | 7431218
11 | 2024-05-19 | UCOP | 7431218
12 | 2024-05-19 | UCOP | 7431218
13 | 2024-05-19 | UCOP | 7431218
14 | 2024-05-19 | UCOP | 7431218
15 | 2024-05-19 | UCOP | 7431218
16 | 2024-05-19 | UCOP | 7431218
17 | 2024-05-19 | UCOP | 7431218
18 | 2024-05-19 | UCOP | 7431218
19 | 2024-05-19 | UCOP | 7431218
20 | 2024-05-19 | UCOP | 7431218
21 | 2024-05-19 | UCOP | 7431218
22 | 2024-05-19 | UCOP | 7431218
23 | 2024-05-19 | UCOP | 7431218
0 | 2024-05-20 | UCOP | 7431218
1 | 2024-05-20 | UCOP | 7431218
2 | 2024-05-20 | UCOP | 7431218
3 | 2024-05-20 | UCOP | 7431218
4 | 2024-05-20 | UCOP | 7431218
5 | 2024-05-20 | UCOP | 7431218
6 | 2024-05-20 | UCOP | 7431218
7 | 2024-05-20 | UCOP | 7431218
8 | 2024-05-20 | UCOP | 7431218
9 | 2024-05-20 | UCOP | 7431218
10 | 2024-05-20 | UCOP | 7431218
11 | 2024-05-20 | UCOP | 7431218
12 | 2024-05-20 | UCOP | 7431218
13 | 2024-05-20 | UCOP | 7431218
14 | 2024-05-20 | UCOP | 7431218
15 | 2024-05-20 | UCOP | 7431218
16 | 2024-05-20 | UCOP | 7431218
17 | 2024-05-20 | UCOP | 7431218
18 | 2024-05-20 | UCOP | 7431218
19 | 2024-05-20 | UCOP | 7431218
20 | 2024-05-20 | UCOP | 7431218
21 | 2024-05-20 | UCOP | 7431218
22 | 2024-05-20 | UCOP | 7431218
23 | 2024-05-20 | UCOP | 7431218
0 | 2024-05-21 | UCOP | 7431218
1 | 2024-05-21 | UCOP | 7431218
2 | 2024-05-21 | UCOP | 7431218
3 | 2024-05-21 | UCOP | 7431218
4 | 2024-05-21 | UCOP | 7431218
5 | 2024-05-21 | UCOP | 7431218
6 | 2024-05-21 | UCOP | 7431218
7 | 2024-05-21 | UCOP | 7431218
8 | 2024-05-21 | UCOP | 7431218
9 | 2024-05-21 | UCOP | 7431218
10 | 2024-05-21 | UCOP | 7431218
11 | 2024-05-21 | UCOP | 7431218
12 | 2024-05-21 | UCOP | 7431218
13 | 2024-05-21 | UCOP | 7431218
14 | 2024-05-21 | UCOP | 7431218
15 | 2024-05-21 | UCOP | 7431218
16 | 2024-05-21 | UCOP | 7431218
17 | 2024-05-21 | UCOP | 7431218
18 | 2024-05-21 | UCOP | 7431218
19 | 2024-05-21 | UCOP | 7431218
20 | 2024-05-21 | UCOP | 7431218
21 | 2024-05-21 | UCOP | 7431218
22 | 2024-05-21 | UCOP | 7431218
23 | 2024-05-21 | UCOP | 7431218
0 | 2024-05-22 | UCOP | 7431218
1 | 2024-05-22 | UCOP | 7431218
2 | 2024-05-22 | UCOP | 7431218
3 | 2024-05-22 | UCOP | 7431218
4 | 2024-05-22 | UCOP | 7431218
5 | 2024-05-22 | UCOP | 7431218
6 | 2024-05-22 | UCOP | 7431218
7 | 2024-05-22 | UCOP | 7431218
8 | 2024-05-22 | UCOP | 7431218
9 | 2024-05-22 | UCOP | 7431218
10 | 2024-05-22 | UCOP | 7431218
11 | 2024-05-22 | UCOP | 7431218
12 | 2024-05-22 | UCOP | 7431218
13 | 2024-05-22 | UCOP | 7431218
14 | 2024-05-22 | UCOP | 7431218
15 | 2024-05-22 | UCOP | 7431218
16 | 2024-05-22 | UCOP | 7431218
17 | 2024-05-22 | UCOP | 7431218
18 | 2024-05-22 | UCOP | 7431218
19 | 2024-05-22 | UCOP | 7431218
20 | 2024-05-22 | UCOP | 7431218
21 | 2024-05-22 | UCOP | 7431218
22 | 2024-05-22 | UCOP | 7431218
23 | 2024-05-22 | UCOP | 7431218
0 | 2024-05-23 | UCOP | 7431218
1 | 2024-05-23 | UCOP | 7431218
2 | 2024-05-23 | UCOP | 7431218
3 | 2024-05-23 | UCOP | 7431218
4 | 2024-05-23 | UCOP | 7431218
5 | 2024-05-23 | UCOP | 7431218
6 | 2024-05-23 | UCOP | 7431218
7 | 2024-05-23 | UCOP | 7431218
8 | 2024-05-23 | UCOP | 7431218
9 | 2024-05-23 | UCOP | 7431218
10 | 2024-05-23 | UCOP | 7431218
11 | 2024-05-23 | UCOP | 7431218
12 | 2024-05-23 | UCOP | 7431218
13 | 2024-05-23 | UCOP | 7431218
14 | 2024-05-23 | UCOP | 7431218
15 | 2024-05-23 | UCOP | 7431218
16 | 2024-05-23 | UCOP | 7431218
17 | 2024-05-23 | UCOP | 7431218
18 | 2024-05-23 | UCOP | 7431218
19 | 2024-05-23 | UCOP | 7431218
20 | 2024-05-23 | UCOP | 7431218
21 | 2024-05-23 | UCOP | 7431218
22 | 2024-05-23 | UCOP | 7431218
23 | 2024-05-23 | UCOP | 7431218
0 | 2024-05-24 | UCOP | 7431218
1 | 2024-05-24 | UCOP | 7431218
2 | 2024-05-24 | UCOP | 7431218
3 | 2024-05-24 | UCOP | 7431218
4 | 2024-05-24 | UCOP | 7431218
5 | 2024-05-24 | UCOP | 7431218
6 | 2024-05-24 | UCOP | 7431218
7 | 2024-05-24 | UCOP | 7431218
8 | 2024-05-24 | UCOP | 7431218
9 | 2024-05-24 | UCOP | 7431218
10 | 2024-05-24 | UCOP | 7431218
11 | 2024-05-24 | UCOP | 7431218
12 | 2024-05-24 | UCOP | 7431218
13 | 2024-05-24 | UCOP | 7431218
14 | 2024-05-24 | UCOP | 7431218
15 | 2024-05-24 | UCOP | 7431218
16 | 2024-05-24 | UCOP | 7431218
17 | 2024-05-24 | UCOP | 7431218
18 | 2024-05-24 | UCOP | 7431218
19 | 2024-05-24 | UCOP | 7431218
20 | 2024-05-24 | UCOP | 7431218
21 | 2024-05-24 | UCOP | 7431218
22 | 2024-05-24 | UCOP | 7431218
23 | 2024-05-24 | UCOP | 7431218
0 | 2024-05-25 | UCOP | 7431218
1 | 2024-05-25 | UCOP | 7431218
2 | 2024-05-25 | UCOP | 7431218
3 | 2024-05-25 | UCOP | 7431218
4 | 2024-05-25 | UCOP | 7431218
5 | 2024-05-25 | UCOP | 7431218
6 | 2024-05-25 | UCOP | 7431218
7 | 2024-05-25 | UCOP | 7431218
8 | 2024-05-25 | UCOP | 7431218
9 | 2024-05-25 | UCOP | 7431218
10 | 2024-05-25 | UCOP | 7431218
11 | 2024-05-25 | UCOP | 7431218
12 | 2024-05-25 | UCOP | 7431218
13 | 2024-05-25 | UCOP | 7431218
14 | 2024-05-25 | UCOP | 7431218
15 | 2024-05-25 | UCOP | 7431218
16 | 2024-05-25 | UCOP | 7431218
17 | 2024-05-25 | UCOP | 7431218
18 | 2024-05-25 | UCOP | 7431218
19 | 2024-05-25 | UCOP | 7431218
20 | 2024-05-25 | UCOP | 7431218
21 | 2024-05-25 | UCOP | 7431218
22 | 2024-05-25 | UCOP | 7431218
23 | 2024-05-25 | UCOP | 7431218
0 | 2024-05-26 | UCOP | 7431218
1 | 2024-05-26 | UCOP | 7431218
2 | 2024-05-26 | UCOP | 7431218
3 | 2024-05-26 | UCOP | 7431218
4 | 2024-05-26 | UCOP | 7431218
5 | 2024-05-26 | UCOP | 7431218
6 | 2024-05-26 | UCOP | 7431218
7 | 2024-05-26 | UCOP | 7431218
8 | 2024-05-26 | UCOP | 7431218
9 | 2024-05-26 | UCOP | 7431218
10 | 2024-05-26 | UCOP | 7431218
11 | 2024-05-26 | UCOP | 7431218
12 | 2024-05-26 | UCOP | 7431218
13 | 2024-05-26 | UCOP | 7431218
14 | 2024-05-26 | UCOP | 7431218
15 | 2024-05-26 | UCOP | 7431218
16 | 2024-05-26 | UCOP | 7431218
17 | 2024-05-26 | UCOP | 7431218
18 | 2024-05-26 | UCOP | 7431218
19 | 2024-05-26 | UCOP | 7431218
20 | 2024-05-26 | UCOP | 7431218
21 | 2024-05-26 | UCOP | 7431218
22 | 2024-05-26 | UCOP | 7431218
23 | 2024-05-26 | UCOP | 7431218
0 | 2024-05-27 | UCOP | 7431218
1 | 2024-05-27 | UCOP | 7431218
2 | 2024-05-27 | UCOP | 7431218
3 | 2024-05-27 | UCOP | 7431218
4 | 2024-05-27 | UCOP | 7431218
5 | 2024-05-27 | UCOP | 7431218
6 | 2024-05-27 | UCOP | 7431218
7 | 2024-05-27 | UCOP | 7431218
8 | 2024-05-27 | UCOP | 7431218
9 | 2024-05-27 | UCOP | 7431218
10 | 2024-05-27 | UCOP | 7431218
11 | 2024-05-27 | UCOP | 7431218
12 | 2024-05-27 | UCOP | 7431218
13 | 2024-05-27 | UCOP | 7431218
14 | 2024-05-27 | UCOP | 7431218
15 | 2024-05-27 | UCOP | 7431218
16 | 2024-05-27 | UCOP | 7431218
17 | 2024-05-27 | UCOP | 7431218
18 | 2024-05-27 | UCOP | 7431218
19 | 2024-05-27 | UCOP | 7431218
20 | 2024-05-27 | UCOP | 7431218
21 | 2024-05-27 | UCOP | 7431218
22 | 2024-05-27 | UCOP | 7431218
23 | 2024-05-27 | UCOP | 7431218
0 | 2024-05-28 | UCOP | 7431218
1 | 2024-05-28 | UCOP | 7431218
2 | 2024-05-28 | UCOP | 7431218
3 | 2024-05-28 | UCOP | 7431218
4 | 2024-05-28 | UCOP | 7431218
5 | 2024-05-28 | UCOP | 7431218
6 | 2024-05-28 | UCOP | 7431218
7 | 2024-05-28 | UCOP | 7431218
8 | 2024-05-28 | UCOP | 7431218
9 | 2024-05-28 | UCOP | 7431218
10 | 2024-05-28 | UCOP | 7431218
11 | 2024-05-28 | UCOP | 7431218
12 | 2024-05-28 | UCOP | 7431218
13 | 2024-05-28 | UCOP | 7431218
14 | 2024-05-28 | UCOP | 7431218
15 | 2024-05-28 | UCOP | 7431218
16 | 2024-05-28 | UCOP | 7431218
17 | 2024-05-28 | UCOP | 7431218
18 | 2024-05-28 | UCOP | 7431218
19 | 2024-05-28 | UCOP | 7431218
20 | 2024-05-28 | UCOP | 7431218
21 | 2024-05-28 | UCOP | 7431218
22 | 2024-05-28 | UCOP | 7431218
23 | 2024-05-28 | UCOP | 7431218
0 | 2024-05-29 | UCOP | 7431218
1 | 2024-05-29 | UCOP | 7431218
2 | 2024-05-29 | UCOP | 7431218
3 | 2024-05-29 | UCOP | 7431218
4 | 2024-05-29 | UCOP | 7431218
5 | 2024-05-29 | UCOP | 7431218
6 | 2024-05-29 | UCOP | 7431218
7 | 2024-05-29 | UCOP | 7431218
8 | 2024-05-29 | UCOP | 7431218
9 | 2024-05-29 | UCOP | 7431218
10 | 2024-05-29 | UCOP | 7431218
11 | 2024-05-29 | UCOP | 7431218
12 | 2024-05-29 | UCOP | 7431218
13 | 2024-05-29 | UCOP | 7431218
14 | 2024-05-29 | UCOP | 7431218
15 | 2024-05-29 | UCOP | 7431218
16 | 2024-05-29 | UCOP | 7431218
17 | 2024-05-29 | UCOP | 7431218
18 | 2024-05-29 | UCOP | 7431218
19 | 2024-05-29 | UCOP | 7431218
20 | 2024-05-29 | UCOP | 7431218
21 | 2024-05-29 | UCOP | 7431218
22 | 2024-05-29 | UCOP | 7431218
23 | 2024-05-29 | UCOP | 7431218
0 | 2024-05-30 | UCOP | 7431218
1 | 2024-05-30 | UCOP | 7431218
2 | 2024-05-30 | UCOP | 7431218
3 | 2024-05-30 | UCOP | 7431218
4 | 2024-05-30 | UCOP | 7431218
5 | 2024-05-30 | UCOP | 7431218
6 | 2024-05-30 | UCOP | 7431218
7 | 2024-05-30 | UCOP | 7431218
8 | 2024-05-30 | UCOP | 7431218
9 | 2024-05-30 | UCOP | 7431218
10 | 2024-05-30 | UCOP | 7431218
11 | 2024-05-30 | UCOP | 7431218
12 | 2024-05-30 | UCOP | 7431218
13 | 2024-05-30 | UCOP | 7431218
14 | 2024-05-30 | UCOP | 7431218
15 | 2024-05-30 | UCOP | 7431218
16 | 2024-05-30 | UCOP | 7431218
17 | 2024-05-30 | UCOP | 7431218
18 | 2024-05-30 | UCOP | 7431218
19 | 2024-05-30 | UCOP | 7431218
20 | 2024-05-30 | UCOP | 7431218
21 | 2024-05-30 | UCOP | 7431218
22 | 2024-05-30 | UCOP | 7431218
23 | 2024-05-30 | UCOP | 7431218
0 | 2024-05-31 | UCOP | 7431218
1 | 2024-05-31 | UCOP | 7431218
2 | 2024-05-31 | UCOP | 7431218
3 | 2024-05-31 | UCOP | 7431218
4 | 2024-05-31 | UCOP | 7431218
5 | 2024-05-31 | UCOP | 7431218
6 | 2024-05-31 | UCOP | 7431218
7 | 2024-05-31 | UCOP | 7431218
8 | 2024-05-31 | UCOP | 7431218
9 | 2024-05-31 | UCOP | 7431218
10 | 2024-05-31 | UCOP | 7431218
11 | 2024-05-31 | UCOP | 7431218
12 | 2024-05-31 | UCOP | 7431218
13 | 2024-05-31 | UCOP | 7431218
14 | 2024-05-31 | UCOP | 7431218
15 | 2024-05-31 | UCOP | 7431218
16 | 2024-05-31 | UCOP | 7431218
17 | 2024-05-31 | UCOP | 7431218
18 | 2024-05-31 | UCOP | 7431218
19 | 2024-05-31 | UCOP | 7431218
20 | 2024-05-31 | UCOP | 7431218
21 | 2024-05-31 | UCOP | 7431218
22 | 2024-05-31 | UCOP | 7431218
23 | 2024-05-31 | UCOP | 7431218
0 | 2024-06-01 | UCOP | 7431218
1 | 2024-06-01 | UCOP | 7431218
2 | 2024-06-01 | UCOP | 7431218
3 | 2024-06-01 | UCOP | 7431218
4 | 2024-06-01 | UCOP | 7431218
5 | 2024-06-01 | UCOP | 7431218
6 | 2024-06-01 | UCOP | 7431218
7 | 2024-06-01 | UCOP | 7431218
8 | 2024-06-01 | UCOP | 7431218
9 | 2024-06-01 | UCOP | 7431218
10 | 2024-06-01 | UCOP | 7431218
11 | 2024-06-01 | UCOP | 7431218
12 | 2024-06-01 | UCOP | 7431218
13 | 2024-06-01 | UCOP | 7431218
14 | 2024-06-01 | UCOP | 7431218
15 | 2024-06-01 | UCOP | 7431218
16 | 2024-06-01 | UCOP | 7431218
17 | 2024-06-01 | UCOP | 7431218
18 | 2024-06-01 | UCOP | 7431218
19 | 2024-06-01 | UCOP | 7431218
20 | 2024-06-01 | UCOP | 7431218
21 | 2024-06-01 | UCOP | 7431218
22 | 2024-06-01 | UCOP | 7431218
23 | 2024-06-01 | UCOP | 7431218
0 | 2024-06-02 | UCOP | 7431218
1 | 2024-06-02 | UCOP | 7431218
2 | 2024-06-02 | UCOP | 7431218
3 | 2024-06-02 | UCOP | 7431218
4 | 2024-06-02 | UCOP | 7431218
5 | 2024-06-02 | UCOP | 7431218
6 | 2024-06-02 | UCOP | 7431218
7 | 2024-06-02 | UCOP | 7431218
8 | 2024-06-02 | UCOP | 7431218
9 | 2024-06-02 | UCOP | 7431218
10 | 2024-06-02 | UCOP | 7431218
11 | 2024-06-02 | UCOP | 7431218
12 | 2024-06-02 | UCOP | 7431218
13 | 2024-06-02 | UCOP | 7431218
14 | 2024-06-02 | UCOP | 7431218
15 | 2024-06-02 | UCOP | 7431218
16 | 2024-06-02 | UCOP | 7431218
17 | 2024-06-02 | UCOP | 7431218
18 | 2024-06-02 | UCOP | 7431218
19 | 2024-06-02 | UCOP | 7431218
20 | 2024-06-02 | UCOP | 7431218
21 | 2024-06-02 | UCOP | 7431218
22 | 2024-06-02 | UCOP | 7431218
23 | 2024-06-02 | UCOP | 7431218
0 | 2024-06-03 | UCOP | 7431218
1 | 2024-06-03 | UCOP | 7431218
2 | 2024-06-03 | UCOP | 7431218
3 | 2024-06-03 | UCOP | 7431218
4 | 2024-06-03 | UCOP | 7431218
5 | 2024-06-03 | UCOP | 7431218
6 | 2024-06-03 | UCOP | 7431218
7 | 2024-06-03 | UCOP | 7431218
8 | 2024-06-03 | UCOP | 7431218
9 | 2024-06-03 | UCOP | 7431218
10 | 2024-06-03 | UCOP | 7431218
11 | 2024-06-03 | UCOP | 7431218
12 | 2024-06-03 | UCOP | 7431218
13 | 2024-06-03 | UCOP | 7431218
14 | 2024-06-03 | UCOP | 7431218
15 | 2024-06-03 | UCOP | 7431218
16 | 2024-06-03 | UCOP | 7431218
17 | 2024-06-03 | UCOP | 7431218
18 | 2024-06-03 | UCOP | 7431218
19 | 2024-06-03 | UCOP | 7431218
20 | 2024-06-03 | UCOP | 7431218
21 | 2024-06-03 | UCOP | 7431218
22 | 2024-06-03 | UCOP | 7431218
23 | 2024-06-03 | UCOP | 7431218
0 | 2024-06-04 | UCOP | 7431218
1 | 2024-06-04 | UCOP | 7431218
2 | 2024-06-04 | UCOP | 7431218
3 | 2024-06-04 | UCOP | 7431218
4 | 2024-06-04 | UCOP | 7431218
5 | 2024-06-04 | UCOP | 7431218
6 | 2024-06-04 | UCOP | 7431218
7 | 2024-06-04 | UCOP | 7431218
8 | 2024-06-04 | UCOP | 7431218
9 | 2024-06-04 | UCOP | 7431218
10 | 2024-06-04 | UCOP | 7431218
11 | 2024-06-04 | UCOP | 7431218
12 | 2024-06-04 | UCOP | 7431218
13 | 2024-06-04 | UCOP | 7431218
14 | 2024-06-04 | UCOP | 7431218
15 | 2024-06-04 | UCOP | 7431218
16 | 2024-06-04 | UCOP | 7431218
17 | 2024-06-04 | UCOP | 7431218
18 | 2024-06-04 | UCOP | 7431218
19 | 2024-06-04 | UCOP | 7431218
20 | 2024-06-04 | UCOP | 7431218
21 | 2024-06-04 | UCOP | 7431218
22 | 2024-06-04 | UCOP | 7431218
23 | 2024-06-04 | UCOP | 7431218
0 | 2024-06-05 | UCOP | 7431218
1 | 2024-06-05 | UCOP | 7431218
2 | 2024-06-05 | UCOP | 7431218
3 | 2024-06-05 | UCOP | 7431218
4 | 2024-06-05 | UCOP | 7431218
5 | 2024-06-05 | UCOP | 7431218
6 | 2024-06-05 | UCOP | 7431218
7 | 2024-06-05 | UCOP | 7431218
8 | 2024-06-05 | UCOP | 7431218
9 | 2024-06-05 | UCOP | 7431218
10 | 2024-06-05 | UCOP | 7431218
11 | 2024-06-05 | UCOP | 7431218
12 | 2024-06-05 | UCOP | 7431218
13 | 2024-06-05 | UCOP | 7431218
14 | 2024-06-05 | UCOP | 7431218
15 | 2024-06-05 | UCOP | 7431218
16 | 2024-06-05 | UCOP | 7431218
17 | 2024-06-05 | UCOP | 7431218
18 | 2024-06-05 | UCOP | 7431218
19 | 2024-06-05 | UCOP | 7431218
20 | 2024-06-05 | UCOP | 7431218
21 | 2024-06-05 | UCOP | 7431218
22 | 2024-06-05 | UCOP | 7431218
23 | 2024-06-05 | UCOP | 7431218
0 | 2024-06-06 | UCOP | 7431218
1 | 2024-06-06 | UCOP | 7431218
2 | 2024-06-06 | UCOP | 7431218
3 | 2024-06-06 | UCOP | 7431218
4 | 2024-06-06 | UCOP | 7431218
5 | 2024-06-06 | UCOP | 7431218
6 | 2024-06-06 | UCOP | 7431218
7 | 2024-06-06 | UCOP | 7431218
8 | 2024-06-06 | UCOP | 7431218
9 | 2024-06-06 | UCOP | 7431218
10 | 2024-06-06 | UCOP | 7431218
11 | 2024-06-06 | UCOP | 7431218
12 | 2024-06-06 | UCOP | 7431218
13 | 2024-06-06 | UCOP | 7431218
14 | 2024-06-06 | UCOP | 7431218
15 | 2024-06-06 | UCOP | 7431218
16 | 2024-06-06 | UCOP | 7431218
17 | 2024-06-06 | UCOP | 7431218
18 | 2024-06-06 | UCOP | 7431218
19 | 2024-06-06 | UCOP | 7431218
20 | 2024-06-06 | UCOP | 7431218
21 | 2024-06-06 | UCOP | 7431218
22 | 2024-06-06 | UCOP | 7431218
23 | 2024-06-06 | UCOP | 7431218
0 | 2024-06-07 | UCOP | 7431218
1 | 2024-06-07 | UCOP | 7431218
2 | 2024-06-07 | UCOP | 7431218
3 | 2024-06-07 | UCOP | 7431218
4 | 2024-06-07 | UCOP | 7431218
5 | 2024-06-07 | UCOP | 7431218
6 | 2024-06-07 | UCOP | 7431218
7 | 2024-06-07 | UCOP | 7431218
8 | 2024-06-07 | UCOP | 7431218
9 | 2024-06-07 | UCOP | 7431218
10 | 2024-06-07 | UCOP | 7431218
11 | 2024-06-07 | UCOP | 7431218
12 | 2024-06-07 | UCOP | 7431218
13 | 2024-06-07 | UCOP | 7431218
14 | 2024-06-07 | UCOP | 7431218
15 | 2024-06-07 | UCOP | 7431218
16 | 2024-06-07 | UCOP | 7431218
17 | 2024-06-07 | UCOP | 7431218
18 | 2024-06-07 | UCOP | 7431218
19 | 2024-06-07 | UCOP | 7431218
20 | 2024-06-07 | UCOP | 7431218
21 | 2024-06-07 | UCOP | 7431218
22 | 2024-06-07 | UCOP | 7431218
23 | 2024-06-07 | UCOP | 7431218
0 | 2024-06-08 | UCOP | 7431218
1 | 2024-06-08 | UCOP | 7431218
2 | 2024-06-08 | UCOP | 7431218
3 | 2024-06-08 | UCOP | 7431218
4 | 2024-06-08 | UCOP | 7431218
5 | 2024-06-08 | UCOP | 7431218
6 | 2024-06-08 | UCOP | 7431218
7 | 2024-06-08 | UCOP | 7431218
8 | 2024-06-08 | UCOP | 7431218
9 | 2024-06-08 | UCOP | 7431218
10 | 2024-06-08 | UCOP | 7431218
11 | 2024-06-08 | UCOP | 7431218
12 | 2024-06-08 | UCOP | 7431218
13 | 2024-06-08 | UCOP | 7431218
14 | 2024-06-08 | UCOP | 7431218
15 | 2024-06-08 | UCOP | 7431218
16 | 2024-06-08 | UCOP | 7431218
17 | 2024-06-08 | UCOP | 7431218
18 | 2024-06-08 | UCOP | 7431218
19 | 2024-06-08 | UCOP | 7431218
20 | 2024-06-08 | UCOP | 7431218
21 | 2024-06-08 | UCOP | 7431218
22 | 2024-06-08 | UCOP | 7431218
23 | 2024-06-08 | UCOP | 7431218
0 | 2024-06-09 | UCOP | 7431218
1 | 2024-06-09 | UCOP | 7431218
2 | 2024-06-09 | UCOP | 7431218
3 | 2024-06-09 | UCOP | 7431218
4 | 2024-06-09 | UCOP | 7431218
5 | 2024-06-09 | UCOP | 7431218
6 | 2024-06-09 | UCOP | 7431218
7 | 2024-06-09 | UCOP | 7431218
8 | 2024-06-09 | UCOP | 7431218
9 | 2024-06-09 | UCOP | 7431218
10 | 2024-06-09 | UCOP | 7431218
11 | 2024-06-09 | UCOP | 7431218
12 | 2024-06-09 | UCOP | 7431218
13 | 2024-06-09 | UCOP | 7431218
14 | 2024-06-09 | UCOP | 7431218
15 | 2024-06-09 | UCOP | 7431218
16 | 2024-06-09 | UCOP | 7431218
17 | 2024-06-09 | UCOP | 7431218
18 | 2024-06-09 | UCOP | 7431218
19 | 2024-06-09 | UCOP | 7431218
20 | 2024-06-09 | UCOP | 7431218
21 | 2024-06-09 | UCOP | 7431218
22 | 2024-06-09 | UCOP | 7431218
23 | 2024-06-09 | UCOP | 7431218
0 | 2024-06-10 | UCOP | 7431218
1 | 2024-06-10 | UCOP | 7431218
2 | 2024-06-10 | UCOP | 7431218
3 | 2024-06-10 | UCOP | 7431218
4 | 2024-06-10 | UCOP | 7431218
5 | 2024-06-10 | UCOP | 7431218
6 | 2024-06-10 | UCOP | 7431218
7 | 2024-06-10 | UCOP | 7431218
8 | 2024-06-10 | UCOP | 7431218
9 | 2024-06-10 | UCOP | 7431218
10 | 2024-06-10 | UCOP | 7431218
11 | 2024-06-10 | UCOP | 7431218
12 | 2024-06-10 | UCOP | 7431218
13 | 2024-06-10 | UCOP | 7431218
14 | 2024-06-10 | UCOP | 7431218
15 | 2024-06-10 | UCOP | 7431218
16 | 2024-06-10 | UCOP | 7431218
17 | 2024-06-10 | UCOP | 7431218
18 | 2024-06-10 | UCOP | 7431218
19 | 2024-06-10 | UCOP | 7431218
20 | 2024-06-10 | UCOP | 7431218
21 | 2024-06-10 | UCOP | 7431218
22 | 2024-06-10 | UCOP | 7431218
23 | 2024-06-10 | UCOP | 7431218
0 | 2024-06-11 | UCOP | 7431218
1 | 2024-06-11 | UCOP | 7431218
2 | 2024-06-11 | UCOP | 7431218
3 | 2024-06-11 | UCOP | 7431218
4 | 2024-06-11 | UCOP | 7431218
5 | 2024-06-11 | UCOP | 7431218
6 | 2024-06-11 | UCOP | 7431218
7 | 2024-06-11 | UCOP | 7431218
8 | 2024-06-11 | UCOP | 7431218
9 | 2024-06-11 | UCOP | 7431218
10 | 2024-06-11 | UCOP | 7431218
11 | 2024-06-11 | UCOP | 7431218
12 | 2024-06-11 | UCOP | 7431218
13 | 2024-06-11 | UCOP | 7431218
14 | 2024-06-11 | UCOP | 7431218
15 | 2024-06-11 | UCOP | 7431218
16 | 2024-06-11 | UCOP | 7431218
17 | 2024-06-11 | UCOP | 7431218
18 | 2024-06-11 | UCOP | 7431218
19 | 2024-06-11 | UCOP | 7431218
20 | 2024-06-11 | UCOP | 7431218
21 | 2024-06-11 | UCOP | 7431218
22 | 2024-06-11 | UCOP | 7431218
23 | 2024-06-11 | UCOP | 7431218
0 | 2024-06-12 | UCOP | 7431218
1 | 2024-06-12 | UCOP | 7431218
2 | 2024-06-12 | UCOP | 7431218
3 | 2024-06-12 | UCOP | 7431218
4 | 2024-06-12 | UCOP | 7431218
5 | 2024-06-12 | UCOP | 7431218
6 | 2024-06-12 | UCOP | 7431218
7 | 2024-06-12 | UCOP | 7431218
8 | 2024-06-12 | UCOP | 7431218
9 | 2024-06-12 | UCOP | 7431218
10 | 2024-06-12 | UCOP | 7431218
11 | 2024-06-12 | UCOP | 7431218
12 | 2024-06-12 | UCOP | 7431218
13 | 2024-06-12 | UCOP | 7431218
14 | 2024-06-12 | UCOP | 7431218
15 | 2024-06-12 | UCOP | 7431218
16 | 2024-06-12 | UCOP | 7431218
17 | 2024-06-12 | UCOP | 7431218
18 | 2024-06-12 | UCOP | 7431218
19 | 2024-06-12 | UCOP | 7431218
20 | 2024-06-12 | UCOP | 7431218
21 | 2024-06-12 | UCOP | 7431218
22 | 2024-06-12 | UCOP | 7431218
23 | 2024-06-12 | UCOP | 7431218
0 | 2024-06-13 | UCOP | 7431218
1 | 2024-06-13 | UCOP | 7431218
2 | 2024-06-13 | UCOP | 7431218
3 | 2024-06-13 | UCOP | 7431218
4 | 2024-06-13 | UCOP | 7431218
5 | 2024-06-13 | UCOP | 7431218
6 | 2024-06-13 | UCOP | 7431218
7 | 2024-06-13 | UCOP | 7431218
8 | 2024-06-13 | UCOP | 7431218
9 | 2024-06-13 | UCOP | 7431218
10 | 2024-06-13 | UCOP | 7431218
11 | 2024-06-13 | UCOP | 7431218
12 | 2024-06-13 | UCOP | 7431218
13 | 2024-06-13 | UCOP | 7431218
14 | 2024-06-13 | UCOP | 7431218
15 | 2024-06-13 | UCOP | 7431218
16 | 2024-06-13 | UCOP | 7431218
17 | 2024-06-13 | UCOP | 7431218
18 | 2024-06-13 | UCOP | 7431218
19 | 2024-06-13 | UCOP | 7431218
20 | 2024-06-13 | UCOP | 7431218
21 | 2024-06-13 | UCOP | 7431218
22 | 2024-06-13 | UCOP | 7431218
23 | 2024-06-13 | UCOP | 7431218
0 | 2024-06-14 | UCOP | 7431218
1 | 2024-06-14 | UCOP | 7431218
2 | 2024-06-14 | UCOP | 7431218
3 | 2024-06-14 | UCOP | 7431218
4 | 2024-06-14 | UCOP | 7431218
5 | 2024-06-14 | UCOP | 7431218
6 | 2024-06-14 | UCOP | 7431218
7 | 2024-06-14 | UCOP | 7431218
8 | 2024-06-14 | UCOP | 7431218
9 | 2024-06-14 | UCOP | 7431218
10 | 2024-06-14 | UCOP | 7431218
11 | 2024-06-14 | UCOP | 7431218
12 | 2024-06-14 | UCOP | 7431218
13 | 2024-06-14 | UCOP | 7431218
14 | 2024-06-14 | UCOP | 7431218
15 | 2024-06-14 | UCOP | 7431218
16 | 2024-06-14 | UCOP | 7431218
17 | 2024-06-14 | UCOP | 7431218
18 | 2024-06-14 | UCOP | 7431218
19 | 2024-06-14 | UCOP | 7431218
20 | 2024-06-14 | UCOP | 7431218
21 | 2024-06-14 | UCOP | 7431218
22 | 2024-06-14 | UCOP | 7431218
23 | 2024-06-14 | UCOP | 7431218
0 | 2024-06-15 | UCOP | 7431218
1 | 2024-06-15 | UCOP | 7431218
2 | 2024-06-15 | UCOP | 7431218
3 | 2024-06-15 | UCOP | 7431218
4 | 2024-06-15 | UCOP | 7431218
5 | 2024-06-15 | UCOP | 7431218
6 | 2024-06-15 | UCOP | 7431218
7 | 2024-06-15 | UCOP | 7431218
8 | 2024-06-15 | UCOP | 7431218
9 | 2024-06-15 | UCOP | 7431218
10 | 2024-06-15 | UCOP | 7431218
11 | 2024-06-15 | UCOP | 7431218
12 | 2024-06-15 | UCOP | 7431218
13 | 2024-06-15 | UCOP | 7431218
14 | 2024-06-15 | UCOP | 7431218
15 | 2024-06-15 | UCOP | 7431218
16 | 2024-06-15 | UCOP | 7431218
17 | 2024-06-15 | UCOP | 7431218
18 | 2024-06-15 | UCOP | 7431218
19 | 2024-06-15 | UCOP | 7431218
20 | 2024-06-15 | UCOP | 7431218
21 | 2024-06-15 | UCOP | 7431218
22 | 2024-06-15 | UCOP | 7431218
23 | 2024-06-15 | UCOP | 7431218
0 | 2024-06-16 | UCOP | 7431218
1 | 2024-06-16 | UCOP | 7431218
2 | 2024-06-16 | UCOP | 7431218
3 | 2024-06-16 | UCOP | 7431218
4 | 2024-06-16 | UCOP | 7431218
5 | 2024-06-16 | UCOP | 7431218
6 | 2024-06-16 | UCOP | 7431218
7 | 2024-06-16 | UCOP | 7431218
8 | 2024-06-16 | UCOP | 7431218
9 | 2024-06-16 | UCOP | 7431218
10 | 2024-06-16 | UCOP | 7431218
11 | 2024-06-16 | UCOP | 7431218
12 | 2024-06-16 | UCOP | 7431218
13 | 2024-06-16 | UCOP | 7431218
14 | 2024-06-16 | UCOP | 7431218
15 | 2024-06-16 | UCOP | 7431218
16 | 2024-06-16 | UCOP | 7431218
17 | 2024-06-16 | UCOP | 7431218
18 | 2024-06-16 | UCOP | 7431218
19 | 2024-06-16 | UCOP | 7431218
20 | 2024-06-16 | UCOP | 7431218
21 | 2024-06-16 | UCOP | 7431218
22 | 2024-06-16 | UCOP | 7431218
23 | 2024-06-16 | UCOP | 7431218
0 | 2024-06-17 | UCOP | 7431218
1 | 2024-06-17 | UCOP | 7431218
2 | 2024-06-17 | UCOP | 7431218
3 | 2024-06-17 | UCOP | 7431218
4 | 2024-06-17 | UCOP | 7431218
5 | 2024-06-17 | UCOP | 7431218
6 | 2024-06-17 | UCOP | 7431218
7 | 2024-06-17 | UCOP | 7431218
8 | 2024-06-17 | UCOP | 7431218
9 | 2024-06-17 | UCOP | 7431218
10 | 2024-06-17 | UCOP | 7431218
11 | 2024-06-17 | UCOP | 7431218
12 | 2024-06-17 | UCOP | 7431218
13 | 2024-06-17 | UCOP | 7431218
14 | 2024-06-17 | UCOP | 7431218
15 | 2024-06-17 | UCOP | 7431218
16 | 2024-06-17 | UCOP | 7431218
17 | 2024-06-17 | UCOP | 7431218
18 | 2024-06-17 | UCOP | 7431218
19 | 2024-06-17 | UCOP | 7431218
20 | 2024-06-17 | UCOP | 7431218
21 | 2024-06-17 | UCOP | 7431218
22 | 2024-06-17 | UCOP | 7431218
23 | 2024-06-17 | UCOP | 7431218
0 | 2024-06-18 | UCOP | 7431218
1 | 2024-06-18 | UCOP | 7431218
2 | 2024-06-18 | UCOP | 7431218
3 | 2024-06-18 | UCOP | 7431218
4 | 2024-06-18 | UCOP | 7431218
5 | 2024-06-18 | UCOP | 7431218
6 | 2024-06-18 | UCOP | 7431218
7 | 2024-06-18 | UCOP | 7431218
8 | 2024-06-18 | UCOP | 7431218
9 | 2024-06-18 | UCOP | 7431218
10 | 2024-06-18 | UCOP | 7431218
11 | 2024-06-18 | UCOP | 7431218
12 | 2024-06-18 | UCOP | 7431218
13 | 2024-06-18 | UCOP | 7431218
14 | 2024-06-18 | UCOP | 7431218
15 | 2024-06-18 | UCOP | 7431218
16 | 2024-06-18 | UCOP | 7431218
17 | 2024-06-18 | UCOP | 7431218
18 | 2024-06-18 | UCOP | 7431218
19 | 2024-06-18 | UCOP | 7431218
20 | 2024-06-18 | UCOP | 7431218
21 | 2024-06-18 | UCOP | 7431218
22 | 2024-06-18 | UCOP | 7431218
23 | 2024-06-18 | UCOP | 7431218
0 | 2024-06-19 | UCOP | 7431218
1 | 2024-06-19 | UCOP | 7431218
2 | 2024-06-19 | UCOP | 7431218
3 | 2024-06-19 | UCOP | 7431218
4 | 2024-06-19 | UCOP | 7431218
5 | 2024-06-19 | UCOP | 7431218
6 | 2024-06-19 | UCOP | 7431218
7 | 2024-06-19 | UCOP | 7431218
8 | 2024-06-19 | UCOP | 7431218
9 | 2024-06-19 | UCOP | 7431218
10 | 2024-06-19 | UCOP | 7431218
11 | 2024-06-19 | UCOP | 7431218
12 | 2024-06-19 | UCOP | 7431218
13 | 2024-06-19 | UCOP | 7431218
14 | 2024-06-19 | UCOP | 7431218
15 | 2024-06-19 | UCOP | 7431218
16 | 2024-06-19 | UCOP | 7431218
17 | 2024-06-19 | UCOP | 7431218
18 | 2024-06-19 | UCOP | 7431218
19 | 2024-06-19 | UCOP | 7431218
20 | 2024-06-19 | UCOP | 7431218
21 | 2024-06-19 | UCOP | 7431218
22 | 2024-06-19 | UCOP | 7431218
23 | 2024-06-19 | UCOP | 7431218
0 | 2024-06-20 | UCOP | 7431218
1 | 2024-06-20 | UCOP | 7431218
2 | 2024-06-20 | UCOP | 7431218
3 | 2024-06-20 | UCOP | 7431218
4 | 2024-06-20 | UCOP | 7431218
5 | 2024-06-20 | UCOP | 7431218
6 | 2024-06-20 | UCOP | 7431218
7 | 2024-06-20 | UCOP | 7431218
8 | 2024-06-20 | UCOP | 7431218
9 | 2024-06-20 | UCOP | 7431218
10 | 2024-06-20 | UCOP | 7431218
11 | 2024-06-20 | UCOP | 7431218
12 | 2024-06-20 | UCOP | 7431218
13 | 2024-06-20 | UCOP | 7431218
14 | 2024-06-20 | UCOP | 7431218
15 | 2024-06-20 | UCOP | 7431218
16 | 2024-06-20 | UCOP | 7431218
17 | 2024-06-20 | UCOP | 7431218
18 | 2024-06-20 | UCOP | 7431218
19 | 2024-06-20 | UCOP | 7431218
20 | 2024-06-20 | UCOP | 7431218
21 | 2024-06-20 | UCOP | 7431218
22 | 2024-06-20 | UCOP | 7431218
23 | 2024-06-20 | UCOP | 7431218
0 | 2024-06-21 | UCOP | 7431218
1 | 2024-06-21 | UCOP | 7431218
2 | 2024-06-21 | UCOP | 7431218
3 | 2024-06-21 | UCOP | 7431218
4 | 2024-06-21 | UCOP | 7431218
5 | 2024-06-21 | UCOP | 7431218
6 | 2024-06-21 | UCOP | 7431218
7 | 2024-06-21 | UCOP | 7431218
8 | 2024-06-21 | UCOP | 7431218
9 | 2024-06-21 | UCOP | 7431218
10 | 2024-06-21 | UCOP | 7431218
11 | 2024-06-21 | UCOP | 7431218
12 | 2024-06-21 | UCOP | 7431218
13 | 2024-06-21 | UCOP | 7431218
14 | 2024-06-21 | UCOP | 7431218
15 | 2024-06-21 | UCOP | 7431218
16 | 2024-06-21 | UCOP | 7431218
17 | 2024-06-21 | UCOP | 7431218
18 | 2024-06-21 | UCOP | 7431218
19 | 2024-06-21 | UCOP | 7431218
20 | 2024-06-21 | UCOP | 7431218
21 | 2024-06-21 | UCOP | 7431218
22 | 2024-06-21 | UCOP | 7431218
23 | 2024-06-21 | UCOP | 7431218
0 | 2024-06-22 | UCOP | 7431218
1 | 2024-06-22 | UCOP | 7431218
2 | 2024-06-22 | UCOP | 7431218
3 | 2024-06-22 | UCOP | 7431218
4 | 2024-06-22 | UCOP | 7431218
5 | 2024-06-22 | UCOP | 7431218
6 | 2024-06-22 | UCOP | 7431218
7 | 2024-06-22 | UCOP | 7431218
8 | 2024-06-22 | UCOP | 7431218
9 | 2024-06-22 | UCOP | 7431218
10 | 2024-06-22 | UCOP | 7431218
11 | 2024-06-22 | UCOP | 7431218
12 | 2024-06-22 | UCOP | 7431218
13 | 2024-06-22 | UCOP | 7431218
14 | 2024-06-22 | UCOP | 7431218
15 | 2024-06-22 | UCOP | 7431218
16 | 2024-06-22 | UCOP | 7431218
17 | 2024-06-22 | UCOP | 7431218
18 | 2024-06-22 | UCOP | 7431218
19 | 2024-06-22 | UCOP | 7431218
20 | 2024-06-22 | UCOP | 7431218
21 | 2024-06-22 | UCOP | 7431218
22 | 2024-06-22 | UCOP | 7431218
23 | 2024-06-22 | UCOP | 7431218
0 | 2024-06-23 | UCOP | 7431218
1 | 2024-06-23 | UCOP | 7431218
2 | 2024-06-23 | UCOP | 7431218
3 | 2024-06-23 | UCOP | 7431218
4 | 2024-06-23 | UCOP | 7431218
5 | 2024-06-23 | UCOP | 7431218
6 | 2024-06-23 | UCOP | 7431218
7 | 2024-06-23 | UCOP | 7431218
8 | 2024-06-23 | UCOP | 7431218
9 | 2024-06-23 | UCOP | 7431218
10 | 2024-06-23 | UCOP | 7431218
11 | 2024-06-23 | UCOP | 7431218
12 | 2024-06-23 | UCOP | 7431218
13 | 2024-06-23 | UCOP | 7431218
14 | 2024-06-23 | UCOP | 7431218
15 | 2024-06-23 | UCOP | 7431218
16 | 2024-06-23 | UCOP | 7431218
17 | 2024-06-23 | UCOP | 7431218
18 | 2024-06-23 | UCOP | 7431218
19 | 2024-06-23 | UCOP | 7431218
20 | 2024-06-23 | UCOP | 7431218
21 | 2024-06-23 | UCOP | 7431218
22 | 2024-06-23 | UCOP | 7431218
23 | 2024-06-23 | UCOP | 7431218
0 | 2024-06-24 | UCOP | 7431218
1 | 2024-06-24 | UCOP | 7431218
2 | 2024-06-24 | UCOP | 7431218
3 | 2024-06-24 | UCOP | 7431218
4 | 2024-06-24 | UCOP | 7431218
5 | 2024-06-24 | UCOP | 7431218
6 | 2024-06-24 | UCOP | 7431218
7 | 2024-06-24 | UCOP | 7431218
8 | 2024-06-24 | UCOP | 7431218
9 | 2024-06-24 | UCOP | 7431218
10 | 2024-06-24 | UCOP | 7431218
11 | 2024-06-24 | UCOP | 7431218
12 | 2024-06-24 | UCOP | 7431218
13 | 2024-06-24 | UCOP | 7431218
14 | 2024-06-24 | UCOP | 7431218
15 | 2024-06-24 | UCOP | 7431218
16 | 2024-06-24 | UCOP | 7431218
17 | 2024-06-24 | UCOP | 7431218
18 | 2024-06-24 | UCOP | 7431218
19 | 2024-06-24 | UCOP | 7431218
20 | 2024-06-24 | UCOP | 7431218
21 | 2024-06-24 | UCOP | 7431218
22 | 2024-06-24 | UCOP | 7431218
23 | 2024-06-24 | UCOP | 7431218
0 | 2024-06-25 | UCOP | 7431218
1 | 2024-06-25 | UCOP | 7431218
2 | 2024-06-25 | UCOP | 7431218
3 | 2024-06-25 | UCOP | 7431218
4 | 2024-06-25 | UCOP | 7431218
5 | 2024-06-25 | UCOP | 7431218
6 | 2024-06-25 | UCOP | 7431218
7 | 2024-06-25 | UCOP | 7431218
8 | 2024-06-25 | UCOP | 7431218
9 | 2024-06-25 | UCOP | 7431218
10 | 2024-06-25 | UCOP | 7431218
11 | 2024-06-25 | UCOP | 7431218
12 | 2024-06-25 | UCOP | 7431218
13 | 2024-06-25 | UCOP | 7431218
14 | 2024-06-25 | UCOP | 7431218
15 | 2024-06-25 | UCOP | 7431218
16 | 2024-06-25 | UCOP | 7431218
17 | 2024-06-25 | UCOP | 7431218
18 | 2024-06-25 | UCOP | 7431218
19 | 2024-06-25 | UCOP | 7431218
20 | 2024-06-25 | UCOP | 7431218
21 | 2024-06-25 | UCOP | 7431218
22 | 2024-06-25 | UCOP | 7431218
23 | 2024-06-25 | UCOP | 7431218
0 | 2024-06-26 | UCOP | 7431218
1 | 2024-06-26 | UCOP | 7431218
2 | 2024-06-26 | UCOP | 7431218
3 | 2024-06-26 | UCOP | 7431218
4 | 2024-06-26 | UCOP | 7431218
5 | 2024-06-26 | UCOP | 7431218
6 | 2024-06-26 | UCOP | 7431218
7 | 2024-06-26 | UCOP | 7431218
8 | 2024-06-26 | UCOP | 7431218
9 | 2024-06-26 | UCOP | 7431218
10 | 2024-06-26 | UCOP | 7431218
11 | 2024-06-26 | UCOP | 7431218
12 | 2024-06-26 | UCOP | 7431218
13 | 2024-06-26 | UCOP | 7431218
14 | 2024-06-26 | UCOP | 7431218
15 | 2024-06-26 | UCOP | 7431218
16 | 2024-06-26 | UCOP | 7431218
17 | 2024-06-26 | UCOP | 7431218
18 | 2024-06-26 | UCOP | 7431218
19 | 2024-06-26 | UCOP | 7431218
20 | 2024-06-26 | UCOP | 7431218
21 | 2024-06-26 | UCOP | 7431218
22 | 2024-06-26 | UCOP | 7431218
23 | 2024-06-26 | UCOP | 7431218
0 | 2024-06-27 | UCOP | 7431218
1 | 2024-06-27 | UCOP | 7431218
2 | 2024-06-27 | UCOP | 7431218
3 | 2024-06-27 | UCOP | 7431218
4 | 2024-06-27 | UCOP | 7431218
5 | 2024-06-27 | UCOP | 7431218
6 | 2024-06-27 | UCOP | 7431218
7 | 2024-06-27 | UCOP | 7431218
8 | 2024-06-27 | UCOP | 7431218
9 | 2024-06-27 | UCOP | 7431218
10 | 2024-06-27 | UCOP | 7431218
11 | 2024-06-27 | UCOP | 7431218
12 | 2024-06-27 | UCOP | 7431218
13 | 2024-06-27 | UCOP | 7431218
14 | 2024-06-27 | UCOP | 7431218
15 | 2024-06-27 | UCOP | 7431218
16 | 2024-06-27 | UCOP | 7431218
17 | 2024-06-27 | UCOP | 7431218
18 | 2024-06-27 | UCOP | 7431218
19 | 2024-06-27 | UCOP | 7431218
20 | 2024-06-27 | UCOP | 7431218
21 | 2024-06-27 | UCOP | 7431218
22 | 2024-06-27 | UCOP | 7431218
23 | 2024-06-27 | UCOP | 7431218
0 | 2024-06-28 | UCOP | 7431218
1 | 2024-06-28 | UCOP | 7431218
2 | 2024-06-28 | UCOP | 7431218
3 | 2024-06-28 | UCOP | 7431218
4 | 2024-06-28 | UCOP | 7431218
5 | 2024-06-28 | UCOP | 7431218
6 | 2024-06-28 | UCOP | 7431218
7 | 2024-06-28 | UCOP | 7431218
8 | 2024-06-28 | UCOP | 7431218
9 | 2024-06-28 | UCOP | 7431218
10 | 2024-06-28 | UCOP | 7431218
11 | 2024-06-28 | UCOP | 7431218
12 | 2024-06-28 | UCOP | 7431218
13 | 2024-06-28 | UCOP | 7431218
14 | 2024-06-28 | UCOP | 7431218
15 | 2024-06-28 | UCOP | 7431218
16 | 2024-06-28 | UCOP | 7431218
17 | 2024-06-28 | UCOP | 7431218
18 | 2024-06-28 | UCOP | 7431218
19 | 2024-06-28 | UCOP | 7431218
20 | 2024-06-28 | UCOP | 7431218
21 | 2024-06-28 | UCOP | 7431218
22 | 2024-06-28 | UCOP | 7431218
23 | 2024-06-28 | UCOP | 7431218
0 | 2024-06-29 | UCOP | 7431218
1 | 2024-06-29 | UCOP | 7431218
2 | 2024-06-29 | UCOP | 7431218
3 | 2024-06-29 | UCOP | 7431218
4 | 2024-06-29 | UCOP | 7431218
5 | 2024-06-29 | UCOP | 7431218
6 | 2024-06-29 | UCOP | 7431218
7 | 2024-06-29 | UCOP | 7431218
8 | 2024-06-29 | UCOP | 7431218
9 | 2024-06-29 | UCOP | 7431218
10 | 2024-06-29 | UCOP | 7431218
11 | 2024-06-29 | UCOP | 7431218
12 | 2024-06-29 | UCOP | 7431218
13 | 2024-06-29 | UCOP | 7431218
14 | 2024-06-29 | UCOP | 7431218
15 | 2024-06-29 | UCOP | 7431218
16 | 2024-06-29 | UCOP | 7431218
17 | 2024-06-29 | UCOP | 7431218
18 | 2024-06-29 | UCOP | 7431218
19 | 2024-06-29 | UCOP | 7431218
20 | 2024-06-29 | UCOP | 7431218
21 | 2024-06-29 | UCOP | 7431218
22 | 2024-06-29 | UCOP | 7431218
23 | 2024-06-29 | UCOP | 7431218
0 | 2024-06-30 | UCOP | 7431218
1 | 2024-06-30 | UCOP | 7431218
2 | 2024-06-30 | UCOP | 7431218
3 | 2024-06-30 | UCOP | 7431218
4 | 2024-06-30 | UCOP | 7431218
5 | 2024-06-30 | UCOP | 7431218
6 | 2024-06-30 | UCOP | 7431218
7 | 2024-06-30 | UCOP | 7431218
8 | 2024-06-30 | UCOP | 7431218
9 | 2024-06-30 | UCOP | 7431218
10 | 2024-06-30 | UCOP | 7431218
11 | 2024-06-30 | UCOP | 7431218
12 | 2024-06-30 | UCOP | 7431218
13 | 2024-06-30 | UCOP | 7431218
14 | 2024-06-30 | UCOP | 7431218
15 | 2024-06-30 | UCOP | 7431218
16 | 2024-06-30 | UCOP | 7431218
17 | 2024-06-30 | UCOP | 7431218
18 | 2024-06-30 | UCOP | 7431218
19 | 2024-06-30 | UCOP | 7431218
20 | 2024-06-30 | UCOP | 7431218
21 | 2024-06-30 | UCOP | 7431218
22 | 2024-06-30 | UCOP | 7431218
23 | 2024-06-30 | UCOP | 7431218
0 | 2024-07-01 | UCOP | 7431218
1 | 2024-07-01 | UCOP | 7431218
2 | 2024-07-01 | UCOP | 7431218
3 | 2024-07-01 | UCOP | 7431218
4 | 2024-07-01 | UCOP | 7431218
5 | 2024-07-01 | UCOP | 7431218
6 | 2024-07-01 | UCOP | 7431218
7 | 2024-07-01 | UCOP | 7431218
8 | 2024-07-01 | UCOP | 7431218
9 | 2024-07-01 | UCOP | 7431218
10 | 2024-07-01 | UCOP | 7431218
11 | 2024-07-01 | UCOP | 7431218
12 | 2024-07-01 | UCOP | 7431218
13 | 2024-07-01 | UCOP | 7431218
14 | 2024-07-01 | UCOP | 7431218
15 | 2024-07-01 | UCOP | 7431218
16 | 2024-07-01 | UCOP | 7431218
17 | 2024-07-01 | UCOP | 7431218
18 | 2024-07-01 | UCOP | 7431218
19 | 2024-07-01 | UCOP | 7431218
20 | 2024-07-01 | UCOP | 7431218
21 | 2024-07-01 | UCOP | 7431218
22 | 2024-07-01 | UCOP | 7431218
23 | 2024-07-01 | UCOP | 7431218
0 | 2024-07-02 | UCOP | 7431218
1 | 2024-07-02 | UCOP | 7431218
2 | 2024-07-02 | UCOP | 7431218
3 | 2024-07-02 | UCOP | 7431218
4 | 2024-07-02 | UCOP | 7431218
5 | 2024-07-02 | UCOP | 7431218
6 | 2024-07-02 | UCOP | 7431218
7 | 2024-07-02 | UCOP | 7431218
8 | 2024-07-02 | UCOP | 7431218
9 | 2024-07-02 | UCOP | 7431218
10 | 2024-07-02 | UCOP | 7431218
11 | 2024-07-02 | UCOP | 7431218
12 | 2024-07-02 | UCOP | 7431218
13 | 2024-07-02 | UCOP | 7431218
14 | 2024-07-02 | UCOP | 7431218
15 | 2024-07-02 | UCOP | 7431218
16 | 2024-07-02 | UCOP | 7431218
17 | 2024-07-02 | UCOP | 7431218
18 | 2024-07-02 | UCOP | 7431218
19 | 2024-07-02 | UCOP | 7431218
20 | 2024-07-02 | UCOP | 7431218
21 | 2024-07-02 | UCOP | 7431218
22 | 2024-07-02 | UCOP | 7431218
23 | 2024-07-02 | UCOP | 7431218
0 | 2024-07-03 | UCOP | 7431218
1 | 2024-07-03 | UCOP | 7431218
2 | 2024-07-03 | UCOP | 7431218
3 | 2024-07-03 | UCOP | 7431218
4 | 2024-07-03 | UCOP | 7431218
5 | 2024-07-03 | UCOP | 7431218
6 | 2024-07-03 | UCOP | 7431218
7 | 2024-07-03 | UCOP | 7431218
8 | 2024-07-03 | UCOP | 7431218
9 | 2024-07-03 | UCOP | 7431218
10 | 2024-07-03 | UCOP | 7431218
11 | 2024-07-03 | UCOP | 7431218
12 | 2024-07-03 | UCOP | 7431218
13 | 2024-07-03 | UCOP | 7431218
14 | 2024-07-03 | UCOP | 7431218
15 | 2024-07-03 | UCOP | 7431218
16 | 2024-07-03 | UCOP | 7431218
17 | 2024-07-03 | UCOP | 7431218
18 | 2024-07-03 | UCOP | 7431218
19 | 2024-07-03 | UCOP | 7431218
20 | 2024-07-03 | UCOP | 7431218
21 | 2024-07-03 | UCOP | 7431218
22 | 2024-07-03 | UCOP | 7431218
23 | 2024-07-03 | UCOP | 7431218
0 | 2024-07-04 | UCOP | 7431218
1 | 2024-07-04 | UCOP | 7431218
2 | 2024-07-04 | UCOP | 7431218
3 | 2024-07-04 | UCOP | 7431218
4 | 2024-07-04 | UCOP | 7431218
5 | 2024-07-04 | UCOP | 7431218
6 | 2024-07-04 | UCOP | 7431218
7 | 2024-07-04 | UCOP | 7431218
8 | 2024-07-04 | UCOP | 7431218
9 | 2024-07-04 | UCOP | 7431218
10 | 2024-07-04 | UCOP | 7431218
11 | 2024-07-04 | UCOP | 7431218
12 | 2024-07-04 | UCOP | 7431218
13 | 2024-07-04 | UCOP | 7431218
14 | 2024-07-04 | UCOP | 7431218
15 | 2024-07-04 | UCOP | 7431218
16 | 2024-07-04 | UCOP | 7431218
17 | 2024-07-04 | UCOP | 7431218
18 | 2024-07-04 | UCOP | 7431218
19 | 2024-07-04 | UCOP | 7431218
20 | 2024-07-04 | UCOP | 7431218
21 | 2024-07-04 | UCOP | 7431218
22 | 2024-07-04 | UCOP | 7431218
23 | 2024-07-04 | UCOP | 7431218
0 | 2024-07-05 | UCOP | 7431218
1 | 2024-07-05 | UCOP | 7431218
2 | 2024-07-05 | UCOP | 7431218
3 | 2024-07-05 | UCOP | 7431218
4 | 2024-07-05 | UCOP | 7431218
5 | 2024-07-05 | UCOP | 7431218
6 | 2024-07-05 | UCOP | 7431218
7 | 2024-07-05 | UCOP | 7431218
8 | 2024-07-05 | UCOP | 7431218
9 | 2024-07-05 | UCOP | 7431218
10 | 2024-07-05 | UCOP | 7431218
11 | 2024-07-05 | UCOP | 7431218
12 | 2024-07-05 | UCOP | 7431218
13 | 2024-07-05 | UCOP | 7431218
14 | 2024-07-05 | UCOP | 7431218
15 | 2024-07-05 | UCOP | 7431218
16 | 2024-07-05 | UCOP | 7431218
17 | 2024-07-05 | UCOP | 7431218
18 | 2024-07-05 | UCOP | 7431218
19 | 2024-07-05 | UCOP | 7431218
20 | 2024-07-05 | UCOP | 7431218
21 | 2024-07-05 | UCOP | 7431218
22 | 2024-07-05 | UCOP | 7431218
23 | 2024-07-05 | UCOP | 7431218
0 | 2024-07-06 | UCOP | 7431218
1 | 2024-07-06 | UCOP | 7431218
2 | 2024-07-06 | UCOP | 7431218
3 | 2024-07-06 | UCOP | 7431218
4 | 2024-07-06 | UCOP | 7431218
5 | 2024-07-06 | UCOP | 7431218
6 | 2024-07-06 | UCOP | 7431218
7 | 2024-07-06 | UCOP | 7431218
8 | 2024-07-06 | UCOP | 7431218
9 | 2024-07-06 | UCOP | 7431218
10 | 2024-07-06 | UCOP | 7431218
11 | 2024-07-06 | UCOP | 7431218
12 | 2024-07-06 | UCOP | 7431218
13 | 2024-07-06 | UCOP | 7431218
14 | 2024-07-06 | UCOP | 7431218
15 | 2024-07-06 | UCOP | 7431218
16 | 2024-07-06 | UCOP | 7431218
17 | 2024-07-06 | UCOP | 7431218
18 | 2024-07-06 | UCOP | 7431218
19 | 2024-07-06 | UCOP | 7431218
20 | 2024-07-06 | UCOP | 7431218
21 | 2024-07-06 | UCOP | 7431218
22 | 2024-07-06 | UCOP | 7431218
23 | 2024-07-06 | UCOP | 7431218
0 | 2024-07-07 | UCOP | 7431218
1 | 2024-07-07 | UCOP | 7431218
2 | 2024-07-07 | UCOP | 7431218
3 | 2024-07-07 | UCOP | 7431218
4 | 2024-07-07 | UCOP | 7431218
5 | 2024-07-07 | UCOP | 7431218
6 | 2024-07-07 | UCOP | 7431218
7 | 2024-07-07 | UCOP | 7431218
8 | 2024-07-07 | UCOP | 7431218
9 | 2024-07-07 | UCOP | 7431218
10 | 2024-07-07 | UCOP | 7431218
11 | 2024-07-07 | UCOP | 7431218
12 | 2024-07-07 | UCOP | 7431218
13 | 2024-07-07 | UCOP | 7431218
14 | 2024-07-07 | UCOP | 7431218
15 | 2024-07-07 | UCOP | 7431218
16 | 2024-07-07 | UCOP | 7431218
17 | 2024-07-07 | UCOP | 7431218
18 | 2024-07-07 | UCOP | 7431218
19 | 2024-07-07 | UCOP | 7431218
20 | 2024-07-07 | UCOP | 7431218
21 | 2024-07-07 | UCOP | 7431218
22 | 2024-07-07 | UCOP | 7431218
23 | 2024-07-07 | UCOP | 7431218
0 | 2024-07-08 | UCOP | 7431218
1 | 2024-07-08 | UCOP | 7431218
2 | 2024-07-08 | UCOP | 7431218
3 | 2024-07-08 | UCOP | 7431218
4 | 2024-07-08 | UCOP | 7431218
5 | 2024-07-08 | UCOP | 7431218
6 | 2024-07-08 | UCOP | 7431218
7 | 2024-07-08 | UCOP | 7431218
8 | 2024-07-08 | UCOP | 7431218
9 | 2024-07-08 | UCOP | 7431218
10 | 2024-07-08 | UCOP | 7431218
11 | 2024-07-08 | UCOP | 7431218
12 | 2024-07-08 | UCOP | 7431218
13 | 2024-07-08 | UCOP | 7431218
14 | 2024-07-08 | UCOP | 7431218
15 | 2024-07-08 | UCOP | 7431218
16 | 2024-07-08 | UCOP | 7431218
17 | 2024-07-08 | UCOP | 7431218
18 | 2024-07-08 | UCOP | 7431218
19 | 2024-07-08 | UCOP | 7431218
20 | 2024-07-08 | UCOP | 7431218
21 | 2024-07-08 | UCOP | 7431218
22 | 2024-07-08 | UCOP | 7431218
23 | 2024-07-08 | UCOP | 7431218
0 | 2024-07-09 | UCOP | 7431218
1 | 2024-07-09 | UCOP | 7431218
2 | 2024-07-09 | UCOP | 7431218
3 | 2024-07-09 | UCOP | 7431218
4 | 2024-07-09 | UCOP | 7431218
5 | 2024-07-09 | UCOP | 7431218
6 | 2024-07-09 | UCOP | 7431218
7 | 2024-07-09 | UCOP | 7431218
8 | 2024-07-09 | UCOP | 7431218
9 | 2024-07-09 | UCOP | 7431218
10 | 2024-07-09 | UCOP | 7431218
11 | 2024-07-09 | UCOP | 7431218
12 | 2024-07-09 | UCOP | 7431218
13 | 2024-07-09 | UCOP | 7431218
14 | 2024-07-09 | UCOP | 7431218
15 | 2024-07-09 | UCOP | 7431218
16 | 2024-07-09 | UCOP | 7431218
17 | 2024-07-09 | UCOP | 7431218
18 | 2024-07-09 | UCOP | 7431218
19 | 2024-07-09 | UCOP | 7431218
20 | 2024-07-09 | UCOP | 7431218
21 | 2024-07-09 | UCOP | 7431218
22 | 2024-07-09 | UCOP | 7431218
23 | 2024-07-09 | UCOP | 7431218
0 | 2024-07-10 | UCOP | 7431218
1 | 2024-07-10 | UCOP | 7431218
2 | 2024-07-10 | UCOP | 7431218
3 | 2024-07-10 | UCOP | 7431218
4 | 2024-07-10 | UCOP | 7431218
5 | 2024-07-10 | UCOP | 7431218
6 | 2024-07-10 | UCOP | 7431218
7 | 2024-07-10 | UCOP | 7431218
8 | 2024-07-10 | UCOP | 7431218
9 | 2024-07-10 | UCOP | 7431218
10 | 2024-07-10 | UCOP | 7431218
11 | 2024-07-10 | UCOP | 7431218
12 | 2024-07-10 | UCOP | 7431218
13 | 2024-07-10 | UCOP | 7431218
14 | 2024-07-10 | UCOP | 7431218
15 | 2024-07-10 | UCOP | 7431218
16 | 2024-07-10 | UCOP | 7431218
17 | 2024-07-10 | UCOP | 7431218
18 | 2024-07-10 | UCOP | 7431218
19 | 2024-07-10 | UCOP | 7431218
20 | 2024-07-10 | UCOP | 7431218
21 | 2024-07-10 | UCOP | 7431218
22 | 2024-07-10 | UCOP | 7431218
23 | 2024-07-10 | UCOP | 7431218
0 | 2024-07-11 | UCOP | 7431218
1 | 2024-07-11 | UCOP | 7431218
2 | 2024-07-11 | UCOP | 7431218
3 | 2024-07-11 | UCOP | 7431218
4 | 2024-07-11 | UCOP | 7431218
5 | 2024-07-11 | UCOP | 7431218
6 | 2024-07-11 | UCOP | 7431218
7 | 2024-07-11 | UCOP | 7431218
8 | 2024-07-11 | UCOP | 7431218
9 | 2024-07-11 | UCOP | 7431218
10 | 2024-07-11 | UCOP | 7431218
11 | 2024-07-11 | UCOP | 7431218
12 | 2024-07-11 | UCOP | 7431218
13 | 2024-07-11 | UCOP | 7431218
14 | 2024-07-11 | UCOP | 7431218
15 | 2024-07-11 | UCOP | 7431218
16 | 2024-07-11 | UCOP | 7431218
17 | 2024-07-11 | UCOP | 7431218
18 | 2024-07-11 | UCOP | 7431218
19 | 2024-07-11 | UCOP | 7431218
20 | 2024-07-11 | UCOP | 7431218
21 | 2024-07-11 | UCOP | 7431218
22 | 2024-07-11 | UCOP | 7431218
23 | 2024-07-11 | UCOP | 7431218
0 | 2024-07-12 | UCOP | 7431218
1 | 2024-07-12 | UCOP | 7431218
2 | 2024-07-12 | UCOP | 7431218
3 | 2024-07-12 | UCOP | 7431218
4 | 2024-07-12 | UCOP | 7431218
5 | 2024-07-12 | UCOP | 7431218
6 | 2024-07-12 | UCOP | 7431218
7 | 2024-07-12 | UCOP | 7431218
8 | 2024-07-12 | UCOP | 7431218
9 | 2024-07-12 | UCOP | 7431218
10 | 2024-07-12 | UCOP | 7431218
11 | 2024-07-12 | UCOP | 7431218
12 | 2024-07-12 | UCOP | 7431218
13 | 2024-07-12 | UCOP | 7431218
14 | 2024-07-12 | UCOP | 7431218
15 | 2024-07-12 | UCOP | 7431218
16 | 2024-07-12 | UCOP | 7431218
17 | 2024-07-12 | UCOP | 7431218
18 | 2024-07-12 | UCOP | 7431218
19 | 2024-07-12 | UCOP | 7431218
20 | 2024-07-12 | UCOP | 7431218
21 | 2024-07-12 | UCOP | 7431218
22 | 2024-07-12 | UCOP | 7431218
23 | 2024-07-12 | UCOP | 7431218
0 | 2024-07-13 | UCOP | 7431218
1 | 2024-07-13 | UCOP | 7431218
2 | 2024-07-13 | UCOP | 7431218
3 | 2024-07-13 | UCOP | 7431218
4 | 2024-07-13 | UCOP | 7431218
5 | 2024-07-13 | UCOP | 7431218
6 | 2024-07-13 | UCOP | 7431218
7 | 2024-07-13 | UCOP | 7431218
8 | 2024-07-13 | UCOP | 7431218
9 | 2024-07-13 | UCOP | 7431218
10 | 2024-07-13 | UCOP | 7431218
11 | 2024-07-13 | UCOP | 7431218
12 | 2024-07-13 | UCOP | 7431218
13 | 2024-07-13 | UCOP | 7431218
14 | 2024-07-13 | UCOP | 7431218
15 | 2024-07-13 | UCOP | 7431218
16 | 2024-07-13 | UCOP | 7431218
17 | 2024-07-13 | UCOP | 7431218
18 | 2024-07-13 | UCOP | 7431218
19 | 2024-07-13 | UCOP | 7431218
20 | 2024-07-13 | UCOP | 7431218
21 | 2024-07-13 | UCOP | 7431218
22 | 2024-07-13 | UCOP | 7431218
23 | 2024-07-13 | UCOP | 7431218
0 | 2024-07-14 | UCOP | 7431218
1 | 2024-07-14 | UCOP | 7431218
2 | 2024-07-14 | UCOP | 7431218
3 | 2024-07-14 | UCOP | 7431218
4 | 2024-07-14 | UCOP | 7431218
5 | 2024-07-14 | UCOP | 7431218
6 | 2024-07-14 | UCOP | 7431218
7 | 2024-07-14 | UCOP | 7431218
8 | 2024-07-14 | UCOP | 7431218
9 | 2024-07-14 | UCOP | 7431218
10 | 2024-07-14 | UCOP | 7431218
11 | 2024-07-14 | UCOP | 7431218
12 | 2024-07-14 | UCOP | 7431218
13 | 2024-07-14 | UCOP | 7431218
14 | 2024-07-14 | UCOP | 7431218
15 | 2024-07-14 | UCOP | 7431218
16 | 2024-07-14 | UCOP | 7431218
17 | 2024-07-14 | UCOP | 7431218
18 | 2024-07-14 | UCOP | 7431218
19 | 2024-07-14 | UCOP | 7431218
20 | 2024-07-14 | UCOP | 7431218
21 | 2024-07-14 | UCOP | 7431218
22 | 2024-07-14 | UCOP | 7431218
23 | 2024-07-14 | UCOP | 7431218
0 | 2024-07-15 | UCOP | 7431218
1 | 2024-07-15 | UCOP | 7431218
2 | 2024-07-15 | UCOP | 7431218
3 | 2024-07-15 | UCOP | 7431218
4 | 2024-07-15 | UCOP | 7431218
5 | 2024-07-15 | UCOP | 7431218
6 | 2024-07-15 | UCOP | 7431218
7 | 2024-07-15 | UCOP | 7431218
8 | 2024-07-15 | UCOP | 7431218
9 | 2024-07-15 | UCOP | 7431218
10 | 2024-07-15 | UCOP | 7431218
11 | 2024-07-15 | UCOP | 7431218
12 | 2024-07-15 | UCOP | 7431218
13 | 2024-07-15 | UCOP | 7431218
14 | 2024-07-15 | UCOP | 7431218
15 | 2024-07-15 | UCOP | 7431218
16 | 2024-07-15 | UCOP | 7431218
17 | 2024-07-15 | UCOP | 7431218
18 | 2024-07-15 | UCOP | 7431218
19 | 2024-07-15 | UCOP | 7431218
20 | 2024-07-15 | UCOP | 7431218
21 | 2024-07-15 | UCOP | 7431218
22 | 2024-07-15 | UCOP | 7431218
23 | 2024-07-15 | UCOP | 7431218
0 | 2024-07-16 | UCOP | 7431218
1 | 2024-07-16 | UCOP | 7431218
2 | 2024-07-16 | UCOP | 7431218
3 | 2024-07-16 | UCOP | 7431218
4 | 2024-07-16 | UCOP | 7431218
5 | 2024-07-16 | UCOP | 7431218
6 | 2024-07-16 | UCOP | 7431218
7 | 2024-07-16 | UCOP | 7431218
8 | 2024-07-16 | UCOP | 7431218
9 | 2024-07-16 | UCOP | 7431218
10 | 2024-07-16 | UCOP | 7431218
11 | 2024-07-16 | UCOP | 7431218
12 | 2024-07-16 | UCOP | 7431218
13 | 2024-07-16 | UCOP | 7431218
14 | 2024-07-16 | UCOP | 7431218
15 | 2024-07-16 | UCOP | 7431218
16 | 2024-07-16 | UCOP | 7431218
17 | 2024-07-16 | UCOP | 7431218
18 | 2024-07-16 | UCOP | 7431218
19 | 2024-07-16 | UCOP | 7431218
20 | 2024-07-16 | UCOP | 7431218
21 | 2024-07-16 | UCOP | 7431218
22 | 2024-07-16 | UCOP | 7431218
23 | 2024-07-16 | UCOP | 7431218
0 | 2024-07-17 | UCOP | 7431218
1 | 2024-07-17 | UCOP | 7431218
2 | 2024-07-17 | UCOP | 7431218
3 | 2024-07-17 | UCOP | 7431218
4 | 2024-07-17 | UCOP | 7431218
5 | 2024-07-17 | UCOP | 7431218
6 | 2024-07-17 | UCOP | 7431218
7 | 2024-07-17 | UCOP | 7431218
8 | 2024-07-17 | UCOP | 7431218
9 | 2024-07-17 | UCOP | 7431218
10 | 2024-07-17 | UCOP | 7431218
11 | 2024-07-17 | UCOP | 7431218
12 | 2024-07-17 | UCOP | 7431218
13 | 2024-07-17 | UCOP | 7431218
14 | 2024-07-17 | UCOP | 7431218
15 | 2024-07-17 | UCOP | 7431218
16 | 2024-07-17 | UCOP | 7431218
17 | 2024-07-17 | UCOP | 7431218
18 | 2024-07-17 | UCOP | 7431218
19 | 2024-07-17 | UCOP | 7431218
20 | 2024-07-17 | UCOP | 7431218
21 | 2024-07-17 | UCOP | 7431218
22 | 2024-07-17 | UCOP | 7431218
23 | 2024-07-17 | UCOP | 7431218
0 | 2024-07-18 | UCOP | 7431218
1 | 2024-07-18 | UCOP | 7431218
2 | 2024-07-18 | UCOP | 7431218
3 | 2024-07-18 | UCOP | 7431218
4 | 2024-07-18 | UCOP | 7431218
5 | 2024-07-18 | UCOP | 7431218
6 | 2024-07-18 | UCOP | 7431218
7 | 2024-07-18 | UCOP | 7431218
8 | 2024-07-18 | UCOP | 7431218
9 | 2024-07-18 | UCOP | 7431218
10 | 2024-07-18 | UCOP | 7431218
11 | 2024-07-18 | UCOP | 7431218
12 | 2024-07-18 | UCOP | 7431218
13 | 2024-07-18 | UCOP | 7431218
14 | 2024-07-18 | UCOP | 7431218
15 | 2024-07-18 | UCOP | 7431218
16 | 2024-07-18 | UCOP | 7431218
17 | 2024-07-18 | UCOP | 7431218
18 | 2024-07-18 | UCOP | 7431218
19 | 2024-07-18 | UCOP | 7431218
20 | 2024-07-18 | UCOP | 7431218
21 | 2024-07-18 | UCOP | 7431218
22 | 2024-07-18 | UCOP | 7431218
23 | 2024-07-18 | UCOP | 7431218
0 | 2024-07-19 | UCOP | 7431218
1 | 2024-07-19 | UCOP | 7431218
2 | 2024-07-19 | UCOP | 7431218
3 | 2024-07-19 | UCOP | 7431218
4 | 2024-07-19 | UCOP | 7431218
5 | 2024-07-19 | UCOP | 7431218
6 | 2024-07-19 | UCOP | 7431218
7 | 2024-07-19 | UCOP | 7431218
8 | 2024-07-19 | UCOP | 7431218
9 | 2024-07-19 | UCOP | 7431218
10 | 2024-07-19 | UCOP | 7431218
11 | 2024-07-19 | UCOP | 7431218
12 | 2024-07-19 | UCOP | 7431218
13 | 2024-07-19 | UCOP | 7431218
14 | 2024-07-19 | UCOP | 7431218
15 | 2024-07-19 | UCOP | 7431218
16 | 2024-07-19 | UCOP | 7431218
17 | 2024-07-19 | UCOP | 7431218
18 | 2024-07-19 | UCOP | 7431218
19 | 2024-07-19 | UCOP | 7431218
20 | 2024-07-19 | UCOP | 7431218
21 | 2024-07-19 | UCOP | 7431218
22 | 2024-07-19 | UCOP | 7431218
23 | 2024-07-19 | UCOP | 7431218
0 | 2024-07-20 | UCOP | 7431218
1 | 2024-07-20 | UCOP | 7431218
2 | 2024-07-20 | UCOP | 7431218
3 | 2024-07-20 | UCOP | 7431218
4 | 2024-07-20 | UCOP | 7431218
5 | 2024-07-20 | UCOP | 7431218
6 | 2024-07-20 | UCOP | 7431218
7 | 2024-07-20 | UCOP | 7431218
8 | 2024-07-20 | UCOP | 7431218
9 | 2024-07-20 | UCOP | 7431218
10 | 2024-07-20 | UCOP | 7431218
11 | 2024-07-20 | UCOP | 7431218
12 | 2024-07-20 | UCOP | 7431218
13 | 2024-07-20 | UCOP | 7431218
14 | 2024-07-20 | UCOP | 7431218
15 | 2024-07-20 | UCOP | 7431218
16 | 2024-07-20 | UCOP | 7431218
17 | 2024-07-20 | UCOP | 7431218
18 | 2024-07-20 | UCOP | 7431218
19 | 2024-07-20 | UCOP | 7431218
20 | 2024-07-20 | UCOP | 7431218
21 | 2024-07-20 | UCOP | 7431218
22 | 2024-07-20 | UCOP | 7431218
23 | 2024-07-20 | UCOP | 7431218
0 | 2024-07-21 | UCOP | 7431218
1 | 2024-07-21 | UCOP | 7431218
2 | 2024-07-21 | UCOP | 7431218
3 | 2024-07-21 | UCOP | 7431218
4 | 2024-07-21 | UCOP | 7431218
5 | 2024-07-21 | UCOP | 7431218
6 | 2024-07-21 | UCOP | 7431218
7 | 2024-07-21 | UCOP | 7431218
8 | 2024-07-21 | UCOP | 7431218
9 | 2024-07-21 | UCOP | 7431218
10 | 2024-07-21 | UCOP | 7431218
11 | 2024-07-21 | UCOP | 7431218
12 | 2024-07-21 | UCOP | 7431218
13 | 2024-07-21 | UCOP | 7431218
14 | 2024-07-21 | UCOP | 7431218
15 | 2024-07-21 | UCOP | 7431218
16 | 2024-07-21 | UCOP | 7431218
17 | 2024-07-21 | UCOP | 7431218
18 | 2024-07-21 | UCOP | 7431218
19 | 2024-07-21 | UCOP | 7431218
20 | 2024-07-21 | UCOP | 7431218
21 | 2024-07-21 | UCOP | 7431218
22 | 2024-07-21 | UCOP | 7431218
23 | 2024-07-21 | UCOP | 7431218
0 | 2024-07-22 | UCOP | 7431218
1 | 2024-07-22 | UCOP | 7431218
2 | 2024-07-22 | UCOP | 7431218
3 | 2024-07-22 | UCOP | 7431218
4 | 2024-07-22 | UCOP | 7431218
5 | 2024-07-22 | UCOP | 7431218
6 | 2024-07-22 | UCOP | 7431218
7 | 2024-07-22 | UCOP | 7431218
8 | 2024-07-22 | UCOP | 7431218
9 | 2024-07-22 | UCOP | 7431218
10 | 2024-07-22 | UCOP | 7431218
11 | 2024-07-22 | UCOP | 7431218
12 | 2024-07-22 | UCOP | 7431218
13 | 2024-07-22 | UCOP | 7431218
14 | 2024-07-22 | UCOP | 7431218
15 | 2024-07-22 | UCOP | 7431218
16 | 2024-07-22 | UCOP | 7431218
17 | 2024-07-22 | UCOP | 7431218
18 | 2024-07-22 | UCOP | 7431218
19 | 2024-07-22 | UCOP | 7431218
20 | 2024-07-22 | UCOP | 7431218
21 | 2024-07-22 | UCOP | 7431218
22 | 2024-07-22 | UCOP | 7431218
23 | 2024-07-22 | UCOP | 7431218
0 | 2024-07-23 | UCOP | 7431218
1 | 2024-07-23 | UCOP | 7431218
2 | 2024-07-23 | UCOP | 7431218
3 | 2024-07-23 | UCOP | 7431218
4 | 2024-07-23 | UCOP | 7431218
5 | 2024-07-23 | UCOP | 7431218
6 | 2024-07-23 | UCOP | 7431218
7 | 2024-07-23 | UCOP | 7431218
8 | 2024-07-23 | UCOP | 7431218
9 | 2024-07-23 | UCOP | 7431218
10 | 2024-07-23 | UCOP | 7431218
11 | 2024-07-23 | UCOP | 7431218
12 | 2024-07-23 | UCOP | 7431218
13 | 2024-07-23 | UCOP | 7431218
14 | 2024-07-23 | UCOP | 7431218
15 | 2024-07-23 | UCOP | 7431218
16 | 2024-07-23 | UCOP | 7431218
17 | 2024-07-23 | UCOP | 7431218
18 | 2024-07-23 | UCOP | 7431218
19 | 2024-07-23 | UCOP | 7431218
20 | 2024-07-23 | UCOP | 7431218
21 | 2024-07-23 | UCOP | 7431218
22 | 2024-07-23 | UCOP | 7431218
23 | 2024-07-23 | UCOP | 7431218
0 | 2024-07-24 | UCOP | 7431218
1 | 2024-07-24 | UCOP | 7431218
2 | 2024-07-24 | UCOP | 7431218
3 | 2024-07-24 | UCOP | 7431218
4 | 2024-07-24 | UCOP | 7431218
5 | 2024-07-24 | UCOP | 7431218
6 | 2024-07-24 | UCOP | 7431218
7 | 2024-07-24 | UCOP | 7431218
8 | 2024-07-24 | UCOP | 7431218
9 | 2024-07-24 | UCOP | 7431218
10 | 2024-07-24 | UCOP | 7431218
11 | 2024-07-24 | UCOP | 7431218
12 | 2024-07-24 | UCOP | 7431218
13 | 2024-07-24 | UCOP | 7431218
14 | 2024-07-24 | UCOP | 7431218
15 | 2024-07-24 | UCOP | 7431218
16 | 2024-07-24 | UCOP | 7431218
17 | 2024-07-24 | UCOP | 7431218
18 | 2024-07-24 | UCOP | 7431218
19 | 2024-07-24 | UCOP | 7431218
20 | 2024-07-24 | UCOP | 7431218
21 | 2024-07-24 | UCOP | 7431218
22 | 2024-07-24 | UCOP | 7431218
23 | 2024-07-24 | UCOP | 7431218
0 | 2024-07-25 | UCOP | 7431218
1 | 2024-07-25 | UCOP | 7431218
2 | 2024-07-25 | UCOP | 7431218
3 | 2024-07-25 | UCOP | 7431218
4 | 2024-07-25 | UCOP | 7431218
5 | 2024-07-25 | UCOP | 7431218
6 | 2024-07-25 | UCOP | 7431218
7 | 2024-07-25 | UCOP | 7431218
8 | 2024-07-25 | UCOP | 7431218
9 | 2024-07-25 | UCOP | 7431218
10 | 2024-07-25 | UCOP | 7431218
11 | 2024-07-25 | UCOP | 7431218
12 | 2024-07-25 | UCOP | 7431218
13 | 2024-07-25 | UCOP | 7431218
14 | 2024-07-25 | UCOP | 7431218
15 | 2024-07-25 | UCOP | 7431218
16 | 2024-07-25 | UCOP | 7431218
17 | 2024-07-25 | UCOP | 7431218
18 | 2024-07-25 | UCOP | 7431218
19 | 2024-07-25 | UCOP | 7431218
20 | 2024-07-25 | UCOP | 7431218
21 | 2024-07-25 | UCOP | 7431218
22 | 2024-07-25 | UCOP | 7431218
23 | 2024-07-25 | UCOP | 7431218
0 | 2024-07-26 | UCOP | 7431218
1 | 2024-07-26 | UCOP | 7431218
2 | 2024-07-26 | UCOP | 7431218
3 | 2024-07-26 | UCOP | 7431218
4 | 2024-07-26 | UCOP | 7431218
5 | 2024-07-26 | UCOP | 7431218
6 | 2024-07-26 | UCOP | 7431218
7 | 2024-07-26 | UCOP | 7431218
8 | 2024-07-26 | UCOP | 7431218
9 | 2024-07-26 | UCOP | 7431218
10 | 2024-07-26 | UCOP | 7431218
11 | 2024-07-26 | UCOP | 7431218
12 | 2024-07-26 | UCOP | 7431218
13 | 2024-07-26 | UCOP | 7431218
14 | 2024-07-26 | UCOP | 7431218
15 | 2024-07-26 | UCOP | 7431218
16 | 2024-07-26 | UCOP | 7431218
17 | 2024-07-26 | UCOP | 7431218
18 | 2024-07-26 | UCOP | 7431218
19 | 2024-07-26 | UCOP | 7431218
20 | 2024-07-26 | UCOP | 7431218
21 | 2024-07-26 | UCOP | 7431218
22 | 2024-07-26 | UCOP | 7431218
23 | 2024-07-26 | UCOP | 7431218
0 | 2024-07-27 | UCOP | 7431218
1 | 2024-07-27 | UCOP | 7431218
2 | 2024-07-27 | UCOP | 7431218
3 | 2024-07-27 | UCOP | 7431218
4 | 2024-07-27 | UCOP | 7431218
5 | 2024-07-27 | UCOP | 7431218
6 | 2024-07-27 | UCOP | 7431218
7 | 2024-07-27 | UCOP | 7431218
8 | 2024-07-27 | UCOP | 7431218
9 | 2024-07-27 | UCOP | 7431218
10 | 2024-07-27 | UCOP | 7431218
11 | 2024-07-27 | UCOP | 7431218
12 | 2024-07-27 | UCOP | 7431218
13 | 2024-07-27 | UCOP | 7431218
14 | 2024-07-27 | UCOP | 7431218
15 | 2024-07-27 | UCOP | 7431218
16 | 2024-07-27 | UCOP | 7431218
17 | 2024-07-27 | UCOP | 7431218
18 | 2024-07-27 | UCOP | 7431218
19 | 2024-07-27 | UCOP | 7431218
20 | 2024-07-27 | UCOP | 7431218
21 | 2024-07-27 | UCOP | 7431218
22 | 2024-07-27 | UCOP | 7431218
23 | 2024-07-27 | UCOP | 7431218
0 | 2024-07-28 | UCOP | 7431218
1 | 2024-07-28 | UCOP | 7431218
2 | 2024-07-28 | UCOP | 7431218
3 | 2024-07-28 | UCOP | 7431218
4 | 2024-07-28 | UCOP | 7431218
5 | 2024-07-28 | UCOP | 7431218
6 | 2024-07-28 | UCOP | 7431218
7 | 2024-07-28 | UCOP | 7431218
8 | 2024-07-28 | UCOP | 7431218
9 | 2024-07-28 | UCOP | 7431218
10 | 2024-07-28 | UCOP | 7431218
11 | 2024-07-28 | UCOP | 7431218
12 | 2024-07-28 | UCOP | 7431218
13 | 2024-07-28 | UCOP | 7431218
14 | 2024-07-28 | UCOP | 7431218
15 | 2024-07-28 | UCOP | 7431218
16 | 2024-07-28 | UCOP | 7431218
17 | 2024-07-28 | UCOP | 7431218
18 | 2024-07-28 | UCOP | 7431218
19 | 2024-07-28 | UCOP | 7431218
20 | 2024-07-28 | UCOP | 7431218
21 | 2024-07-28 | UCOP | 7431218
22 | 2024-07-28 | UCOP | 7431218
23 | 2024-07-28 | UCOP | 7431218
0 | 2024-07-29 | UCOP | 7431218
1 | 2024-07-29 | UCOP | 7431218
2 | 2024-07-29 | UCOP | 7431218
3 | 2024-07-29 | UCOP | 7431218
4 | 2024-07-29 | UCOP | 7431218
5 | 2024-07-29 | UCOP | 7431218
6 | 2024-07-29 | UCOP | 7431218
7 | 2024-07-29 | UCOP | 7431218
8 | 2024-07-29 | UCOP | 7431218
9 | 2024-07-29 | UCOP | 7431218
10 | 2024-07-29 | UCOP | 7431218
11 | 2024-07-29 | UCOP | 7431218
12 | 2024-07-29 | UCOP | 7431218
13 | 2024-07-29 | UCOP | 7431218
14 | 2024-07-29 | UCOP | 7431218
15 | 2024-07-29 | UCOP | 7431218
16 | 2024-07-29 | UCOP | 7431218
17 | 2024-07-29 | UCOP | 7431218
18 | 2024-07-29 | UCOP | 7431218
19 | 2024-07-29 | UCOP | 7431218
20 | 2024-07-29 | UCOP | 7431218
21 | 2024-07-29 | UCOP | 7431218
22 | 2024-07-29 | UCOP | 7431218
23 | 2024-07-29 | UCOP | 7431218
0 | 2024-07-30 | UCOP | 7431218
1 | 2024-07-30 | UCOP | 7431218
2 | 2024-07-30 | UCOP | 7431218
3 | 2024-07-30 | UCOP | 7431218
4 | 2024-07-30 | UCOP | 7431218
5 | 2024-07-30 | UCOP | 7431218
6 | 2024-07-30 | UCOP | 7431218
7 | 2024-07-30 | UCOP | 7431218
8 | 2024-07-30 | UCOP | 7431218
9 | 2024-07-30 | UCOP | 7431218
10 | 2024-07-30 | UCOP | 7431218
11 | 2024-07-30 | UCOP | 7431218
12 | 2024-07-30 | UCOP | 7431218
13 | 2024-07-30 | UCOP | 7431218
14 | 2024-07-30 | UCOP | 7431218
15 | 2024-07-30 | UCOP | 7431218
16 | 2024-07-30 | UCOP | 7431218
17 | 2024-07-30 | UCOP | 7431218
18 | 2024-07-30 | UCOP | 7431218
19 | 2024-07-30 | UCOP | 7431218
20 | 2024-07-30 | UCOP | 7431218
21 | 2024-07-30 | UCOP | 7431218
22 | 2024-07-30 | UCOP | 7431218
23 | 2024-07-30 | UCOP | 7431218
0 | 2024-07-31 | UCOP | 7431218
1 | 2024-07-31 | UCOP | 7431218
2 | 2024-07-31 | UCOP | 7431218
3 | 2024-07-31 | UCOP | 7431218
4 | 2024-07-31 | UCOP | 7431218
5 | 2024-07-31 | UCOP | 7431218
6 | 2024-07-31 | UCOP | 7431218
7 | 2024-07-31 | UCOP | 7431218
8 | 2024-07-31 | UCOP | 7431218
9 | 2024-07-31 | UCOP | 7431218
10 | 2024-07-31 | UCOP | 7431218
11 | 2024-07-31 | UCOP | 7431218
12 | 2024-07-31 | UCOP | 7431218
13 | 2024-07-31 | UCOP | 7431218
14 | 2024-07-31 | UCOP | 7431218
15 | 2024-07-31 | UCOP | 7431218
16 | 2024-07-31 | UCOP | 7431218
17 | 2024-07-31 | UCOP | 7431218
18 | 2024-07-31 | UCOP | 7431218
19 | 2024-07-31 | UCOP | 7431218
20 | 2024-07-31 | UCOP | 7431218
21 | 2024-07-31 | UCOP | 7431218
22 | 2024-07-31 | UCOP | 7431218
23 | 2024-07-31 | UCOP | 7431218
0 | 2024-08-01 | UCOP | 7431218
1 | 2024-08-01 | UCOP | 7431218
2 | 2024-08-01 | UCOP | 7431218
3 | 2024-08-01 | UCOP | 7431218
4 | 2024-08-01 | UCOP | 7431218
5 | 2024-08-01 | UCOP | 7431218
6 | 2024-08-01 | UCOP | 7431218
7 | 2024-08-01 | UCOP | 7431218
8 | 2024-08-01 | UCOP | 7431218
9 | 2024-08-01 | UCOP | 7431218
10 | 2024-08-01 | UCOP | 7431218
11 | 2024-08-01 | UCOP | 7431218
12 | 2024-08-01 | UCOP | 7431218
13 | 2024-08-01 | UCOP | 7431218
14 | 2024-08-01 | UCOP | 7431218
15 | 2024-08-01 | UCOP | 7431218
16 | 2024-08-01 | UCOP | 7431218
17 | 2024-08-01 | UCOP | 7431218
18 | 2024-08-01 | UCOP | 7431218
19 | 2024-08-01 | UCOP | 7431218
20 | 2024-08-01 | UCOP | 7431218
21 | 2024-08-01 | UCOP | 7431218
22 | 2024-08-01 | UCOP | 7431218
23 | 2024-08-01 | UCOP | 7431218
0 | 2024-08-02 | UCOP | 7431218
1 | 2024-08-02 | UCOP | 7431218
2 | 2024-08-02 | UCOP | 7431218
3 | 2024-08-02 | UCOP | 7431218
4 | 2024-08-02 | UCOP | 7431218
5 | 2024-08-02 | UCOP | 7431218
6 | 2024-08-02 | UCOP | 7431218
7 | 2024-08-02 | UCOP | 7431218
8 | 2024-08-02 | UCOP | 7431218
9 | 2024-08-02 | UCOP | 7431218
10 | 2024-08-02 | UCOP | 7431218
11 | 2024-08-02 | UCOP | 7431218
12 | 2024-08-02 | UCOP | 7431218
13 | 2024-08-02 | UCOP | 7431218
14 | 2024-08-02 | UCOP | 7431218
15 | 2024-08-02 | UCOP | 7431218
16 | 2024-08-02 | UCOP | 7431218
17 | 2024-08-02 | UCOP | 7431218
18 | 2024-08-02 | UCOP | 7431218
19 | 2024-08-02 | UCOP | 7431218
20 | 2024-08-02 | UCOP | 7431218
21 | 2024-08-02 | UCOP | 7431218
22 | 2024-08-02 | UCOP | 7431218
23 | 2024-08-02 | UCOP | 7431218
0 | 2024-08-03 | UCOP | 7431218
1 | 2024-08-03 | UCOP | 7431218
2 | 2024-08-03 | UCOP | 7431218
3 | 2024-08-03 | UCOP | 7431218
4 | 2024-08-03 | UCOP | 7431218
5 | 2024-08-03 | UCOP | 7431218
6 | 2024-08-03 | UCOP | 7431218
7 | 2024-08-03 | UCOP | 7431218
8 | 2024-08-03 | UCOP | 7431218
9 | 2024-08-03 | UCOP | 7431218
10 | 2024-08-03 | UCOP | 7431218
11 | 2024-08-03 | UCOP | 7431218
12 | 2024-08-03 | UCOP | 7431218
13 | 2024-08-03 | UCOP | 7431218
14 | 2024-08-03 | UCOP | 7431218
15 | 2024-08-03 | UCOP | 7431218
16 | 2024-08-03 | UCOP | 7431218
17 | 2024-08-03 | UCOP | 7431218
18 | 2024-08-03 | UCOP | 7431218
19 | 2024-08-03 | UCOP | 7431218
20 | 2024-08-03 | UCOP | 7431218
21 | 2024-08-03 | UCOP | 7431218
22 | 2024-08-03 | UCOP | 7431218
23 | 2024-08-03 | UCOP | 7431218
0 | 2024-08-04 | UCOP | 7431218
1 | 2024-08-04 | UCOP | 7431218
2 | 2024-08-04 | UCOP | 7431218
3 | 2024-08-04 | UCOP | 7431218
4 | 2024-08-04 | UCOP | 7431218
5 | 2024-08-04 | UCOP | 7431218
6 | 2024-08-04 | UCOP | 7431218
7 | 2024-08-04 | UCOP | 7431218
8 | 2024-08-04 | UCOP | 7431218
9 | 2024-08-04 | UCOP | 7431218
10 | 2024-08-04 | UCOP | 7431218
11 | 2024-08-04 | UCOP | 7431218
12 | 2024-08-04 | UCOP | 7431218
13 | 2024-08-04 | UCOP | 7431218
14 | 2024-08-04 | UCOP | 7431218
15 | 2024-08-04 | UCOP | 7431218
16 | 2024-08-04 | UCOP | 7431218
17 | 2024-08-04 | UCOP | 7431218
18 | 2024-08-04 | UCOP | 7431218
19 | 2024-08-04 | UCOP | 7431218
20 | 2024-08-04 | UCOP | 7431218
21 | 2024-08-04 | UCOP | 7431218
22 | 2024-08-04 | UCOP | 7431218
23 | 2024-08-04 | UCOP | 7431218
0 | 2024-08-05 | UCOP | 7431218
1 | 2024-08-05 | UCOP | 7431218
2 | 2024-08-05 | UCOP | 7431218
3 | 2024-08-05 | UCOP | 7431218
4 | 2024-08-05 | UCOP | 7431218
5 | 2024-08-05 | UCOP | 7431218
6 | 2024-08-05 | UCOP | 7431218
7 | 2024-08-05 | UCOP | 7431218
8 | 2024-08-05 | UCOP | 7431218
9 | 2024-08-05 | UCOP | 7431218
10 | 2024-08-05 | UCOP | 7431218
11 | 2024-08-05 | UCOP | 7431218
12 | 2024-08-05 | UCOP | 7431218
13 | 2024-08-05 | UCOP | 7431218
14 | 2024-08-05 | UCOP | 7431218
15 | 2024-08-05 | UCOP | 7431218
16 | 2024-08-05 | UCOP | 7431218
17 | 2024-08-05 | UCOP | 7431218
18 | 2024-08-05 | UCOP | 7431218
19 | 2024-08-05 | UCOP | 7431218
20 | 2024-08-05 | UCOP | 7431218
21 | 2024-08-05 | UCOP | 7431218
22 | 2024-08-05 | UCOP | 7431218
23 | 2024-08-05 | UCOP | 7431218
0 | 2024-08-06 | UCOP | 7431218
1 | 2024-08-06 | UCOP | 7431218
2 | 2024-08-06 | UCOP | 7431218
3 | 2024-08-06 | UCOP | 7431218
4 | 2024-08-06 | UCOP | 7431218
5 | 2024-08-06 | UCOP | 7431218
6 | 2024-08-06 | UCOP | 7431218
7 | 2024-08-06 | UCOP | 7431218
8 | 2024-08-06 | UCOP | 7431218
9 | 2024-08-06 | UCOP | 7431218
10 | 2024-08-06 | UCOP | 7431218
11 | 2024-08-06 | UCOP | 7431218
12 | 2024-08-06 | UCOP | 7431218
13 | 2024-08-06 | UCOP | 7431218
14 | 2024-08-06 | UCOP | 7431218
15 | 2024-08-06 | UCOP | 7431218
16 | 2024-08-06 | UCOP | 7431218
17 | 2024-08-06 | UCOP | 7431218
18 | 2024-08-06 | UCOP | 7431218
19 | 2024-08-06 | UCOP | 7431218
20 | 2024-08-06 | UCOP | 7431218
21 | 2024-08-06 | UCOP | 7431218
22 | 2024-08-06 | UCOP | 7431218
23 | 2024-08-06 | UCOP | 7431218
0 | 2024-08-07 | UCOP | 7431218
1 | 2024-08-07 | UCOP | 7431218
2 | 2024-08-07 | UCOP | 7431218
3 | 2024-08-07 | UCOP | 7431218
4 | 2024-08-07 | UCOP | 7431218
5 | 2024-08-07 | UCOP | 7431218
6 | 2024-08-07 | UCOP | 7431218
7 | 2024-08-07 | UCOP | 7431218
8 | 2024-08-07 | UCOP | 7431218
9 | 2024-08-07 | UCOP | 7431218
10 | 2024-08-07 | UCOP | 7431218
11 | 2024-08-07 | UCOP | 7431218
12 | 2024-08-07 | UCOP | 7431218
13 | 2024-08-07 | UCOP | 7431218
14 | 2024-08-07 | UCOP | 7431218
15 | 2024-08-07 | UCOP | 7431218
16 | 2024-08-07 | UCOP | 7431218
17 | 2024-08-07 | UCOP | 7431218
18 | 2024-08-07 | UCOP | 7431218
19 | 2024-08-07 | UCOP | 7431218
20 | 2024-08-07 | UCOP | 7431218
21 | 2024-08-07 | UCOP | 7431218
22 | 2024-08-07 | UCOP | 7431218
23 | 2024-08-07 | UCOP | 7431218
0 | 2024-08-08 | UCOP | 7431218
1 | 2024-08-08 | UCOP | 7431218
2 | 2024-08-08 | UCOP | 7431218
3 | 2024-08-08 | UCOP | 7431218
4 | 2024-08-08 | UCOP | 7431218
5 | 2024-08-08 | UCOP | 7431218
6 | 2024-08-08 | UCOP | 7431218
7 | 2024-08-08 | UCOP | 7431218
8 | 2024-08-08 | UCOP | 7431218
9 | 2024-08-08 | UCOP | 7431218
10 | 2024-08-08 | UCOP | 7431218
11 | 2024-08-08 | UCOP | 7431218
12 | 2024-08-08 | UCOP | 7431218
13 | 2024-08-08 | UCOP | 7431218
14 | 2024-08-08 | UCOP | 7431218
15 | 2024-08-08 | UCOP | 7431218
16 | 2024-08-08 | UCOP | 7431218
17 | 2024-08-08 | UCOP | 7431218
18 | 2024-08-08 | UCOP | 7431218
19 | 2024-08-08 | UCOP | 7431218
20 | 2024-08-08 | UCOP | 7431218
21 | 2024-08-08 | UCOP | 7431218
22 | 2024-08-08 | UCOP | 7431218
23 | 2024-08-08 | UCOP | 7431218
0 | 2024-08-09 | UCOP | 7431218
1 | 2024-08-09 | UCOP | 7431218
2 | 2024-08-09 | UCOP | 7431218
3 | 2024-08-09 | UCOP | 7431218
4 | 2024-08-09 | UCOP | 7431218
5 | 2024-08-09 | UCOP | 7431218
6 | 2024-08-09 | UCOP | 7431218
7 | 2024-08-09 | UCOP | 7431218
8 | 2024-08-09 | UCOP | 7431218
9 | 2024-08-09 | UCOP | 7431218
10 | 2024-08-09 | UCOP | 7431218
11 | 2024-08-09 | UCOP | 7431218
12 | 2024-08-09 | UCOP | 7431218
13 | 2024-08-09 | UCOP | 7431218
14 | 2024-08-09 | UCOP | 7431218
15 | 2024-08-09 | UCOP | 7431218
16 | 2024-08-09 | UCOP | 7431218
17 | 2024-08-09 | UCOP | 7431218
18 | 2024-08-09 | UCOP | 7431218
19 | 2024-08-09 | UCOP | 7431218
20 | 2024-08-09 | UCOP | 7431218
21 | 2024-08-09 | UCOP | 7431218
22 | 2024-08-09 | UCOP | 7431218
23 | 2024-08-09 | UCOP | 7431218
0 | 2024-08-10 | UCOP | 7431218
1 | 2024-08-10 | UCOP | 7431218
2 | 2024-08-10 | UCOP | 7431218
3 | 2024-08-10 | UCOP | 7431218
4 | 2024-08-10 | UCOP | 7431218
5 | 2024-08-10 | UCOP | 7431218
6 | 2024-08-10 | UCOP | 7431218
7 | 2024-08-10 | UCOP | 7431218
8 | 2024-08-10 | UCOP | 7431218
9 | 2024-08-10 | UCOP | 7431218
10 | 2024-08-10 | UCOP | 7431218
11 | 2024-08-10 | UCOP | 7431218
12 | 2024-08-10 | UCOP | 7431218
13 | 2024-08-10 | UCOP | 7431218
14 | 2024-08-10 | UCOP | 7431218
15 | 2024-08-10 | UCOP | 7431218
16 | 2024-08-10 | UCOP | 7431218
17 | 2024-08-10 | UCOP | 7431218
18 | 2024-08-10 | UCOP | 7431218
19 | 2024-08-10 | UCOP | 7431218
20 | 2024-08-10 | UCOP | 7431218
21 | 2024-08-10 | UCOP | 7431218
22 | 2024-08-10 | UCOP | 7431218
23 | 2024-08-10 | UCOP | 7431218
0 | 2024-08-11 | UCOP | 7431218
1 | 2024-08-11 | UCOP | 7431218
2 | 2024-08-11 | UCOP | 7431218
3 | 2024-08-11 | UCOP | 7431218
4 | 2024-08-11 | UCOP | 7431218
5 | 2024-08-11 | UCOP | 7431218
6 | 2024-08-11 | UCOP | 7431218
7 | 2024-08-11 | UCOP | 7431218
8 | 2024-08-11 | UCOP | 7431218
9 | 2024-08-11 | UCOP | 7431218
10 | 2024-08-11 | UCOP | 7431218
11 | 2024-08-11 | UCOP | 7431218
12 | 2024-08-11 | UCOP | 7431218
13 | 2024-08-11 | UCOP | 7431218
14 | 2024-08-11 | UCOP | 7431218
15 | 2024-08-11 | UCOP | 7431218
16 | 2024-08-11 | UCOP | 7431218
17 | 2024-08-11 | UCOP | 7431218
18 | 2024-08-11 | UCOP | 7431218
19 | 2024-08-11 | UCOP | 7431218
20 | 2024-08-11 | UCOP | 7431218
21 | 2024-08-11 | UCOP | 7431218
22 | 2024-08-11 | UCOP | 7431218
23 | 2024-08-11 | UCOP | 7431218
0 | 2024-08-12 | UCOP | 7431218
1 | 2024-08-12 | UCOP | 7431218
2 | 2024-08-12 | UCOP | 7431218
3 | 2024-08-12 | UCOP | 7431218
4 | 2024-08-12 | UCOP | 7431218
5 | 2024-08-12 | UCOP | 7431218
6 | 2024-08-12 | UCOP | 7431218
7 | 2024-08-12 | UCOP | 7431218
8 | 2024-08-12 | UCOP | 7431218
9 | 2024-08-12 | UCOP | 7431218
10 | 2024-08-12 | UCOP | 7431218
11 | 2024-08-12 | UCOP | 7431218
12 | 2024-08-12 | UCOP | 7431218
13 | 2024-08-12 | UCOP | 7431218
14 | 2024-08-12 | UCOP | 7431218
15 | 2024-08-12 | UCOP | 7431218
16 | 2024-08-12 | UCOP | 7431218
17 | 2024-08-12 | UCOP | 7431218
18 | 2024-08-12 | UCOP | 7431218
19 | 2024-08-12 | UCOP | 7431218
20 | 2024-08-12 | UCOP | 7431218
21 | 2024-08-12 | UCOP | 7431218
22 | 2024-08-12 | UCOP | 7431218
23 | 2024-08-12 | UCOP | 7431218
0 | 2024-08-13 | UCOP | 7431218
1 | 2024-08-13 | UCOP | 7431218
2 | 2024-08-13 | UCOP | 7431218
3 | 2024-08-13 | UCOP | 7431218
4 | 2024-08-13 | UCOP | 7431218
5 | 2024-08-13 | UCOP | 7431218
6 | 2024-08-13 | UCOP | 7431218
7 | 2024-08-13 | UCOP | 7431218
8 | 2024-08-13 | UCOP | 7431218
9 | 2024-08-13 | UCOP | 7431218
10 | 2024-08-13 | UCOP | 7431218
11 | 2024-08-13 | UCOP | 7431218
12 | 2024-08-13 | UCOP | 7431218
13 | 2024-08-13 | UCOP | 7431218
14 | 2024-08-13 | UCOP | 7431218
15 | 2024-08-13 | UCOP | 7431218
16 | 2024-08-13 | UCOP | 7431218
17 | 2024-08-13 | UCOP | 7431218
18 | 2024-08-13 | UCOP | 7431218
19 | 2024-08-13 | UCOP | 7431218
20 | 2024-08-13 | UCOP | 7431218
21 | 2024-08-13 | UCOP | 7431218
22 | 2024-08-13 | UCOP | 7431218
23 | 2024-08-13 | UCOP | 7431218
0 | 2024-08-14 | UCOP | 7431218
1 | 2024-08-14 | UCOP | 7431218
2 | 2024-08-14 | UCOP | 7431218
3 | 2024-08-14 | UCOP | 7431218
4 | 2024-08-14 | UCOP | 7431218
5 | 2024-08-14 | UCOP | 7431218
6 | 2024-08-14 | UCOP | 7431218
7 | 2024-08-14 | UCOP | 7431218
8 | 2024-08-14 | UCOP | 7431218
9 | 2024-08-14 | UCOP | 7431218
10 | 2024-08-14 | UCOP | 7431218
11 | 2024-08-14 | UCOP | 7431218
12 | 2024-08-14 | UCOP | 7431218
13 | 2024-08-14 | UCOP | 7431218
14 | 2024-08-14 | UCOP | 7431218
15 | 2024-08-14 | UCOP | 7431218
16 | 2024-08-14 | UCOP | 7431218
17 | 2024-08-14 | UCOP | 7431218
18 | 2024-08-14 | UCOP | 7431218
19 | 2024-08-14 | UCOP | 7431218
20 | 2024-08-14 | UCOP | 7431218
21 | 2024-08-14 | UCOP | 7431218
22 | 2024-08-14 | UCOP | 7431218
23 | 2024-08-14 | UCOP | 7431218
0 | 2024-08-15 | UCOP | 7431218
1 | 2024-08-15 | UCOP | 7431218
2 | 2024-08-15 | UCOP | 7431218
3 | 2024-08-15 | UCOP | 7431218
4 | 2024-08-15 | UCOP | 7431218
5 | 2024-08-15 | UCOP | 7431218
6 | 2024-08-15 | UCOP | 7431218
7 | 2024-08-15 | UCOP | 7431218
8 | 2024-08-15 | UCOP | 7431218
9 | 2024-08-15 | UCOP | 7431218
10 | 2024-08-15 | UCOP | 7431218
11 | 2024-08-15 | UCOP | 7431218
12 | 2024-08-15 | UCOP | 7431218
13 | 2024-08-15 | UCOP | 7431218
14 | 2024-08-15 | UCOP | 7431218
15 | 2024-08-15 | UCOP | 7431218
16 | 2024-08-15 | UCOP | 7431218
17 | 2024-08-15 | UCOP | 7431218
18 | 2024-08-15 | UCOP | 7431218
19 | 2024-08-15 | UCOP | 7431218
20 | 2024-08-15 | UCOP | 7431218
21 | 2024-08-15 | UCOP | 7431218
22 | 2024-08-15 | UCOP | 7431218
23 | 2024-08-15 | UCOP | 7431218
0 | 2024-08-16 | UCOP | 7431218
1 | 2024-08-16 | UCOP | 7431218
2 | 2024-08-16 | UCOP | 7431218
3 | 2024-08-16 | UCOP | 7431218
4 | 2024-08-16 | UCOP | 7431218
5 | 2024-08-16 | UCOP | 7431218
6 | 2024-08-16 | UCOP | 7431218
7 | 2024-08-16 | UCOP | 7431218
8 | 2024-08-16 | UCOP | 7431218
9 | 2024-08-16 | UCOP | 7431218
10 | 2024-08-16 | UCOP | 7431218
11 | 2024-08-16 | UCOP | 7431218
12 | 2024-08-16 | UCOP | 7431218
13 | 2024-08-16 | UCOP | 7431218
14 | 2024-08-16 | UCOP | 7431218
15 | 2024-08-16 | UCOP | 7431218
16 | 2024-08-16 | UCOP | 7431218
17 | 2024-08-16 | UCOP | 7431218
18 | 2024-08-16 | UCOP | 7431218
19 | 2024-08-16 | UCOP | 7431218
20 | 2024-08-16 | UCOP | 7431218
21 | 2024-08-16 | UCOP | 7431218
22 | 2024-08-16 | UCOP | 7431218
23 | 2024-08-16 | UCOP | 7431218
0 | 2024-08-17 | UCOP | 7431218
1 | 2024-08-17 | UCOP | 7431218
2 | 2024-08-17 | UCOP | 7431218
3 | 2024-08-17 | UCOP | 7431218
4 | 2024-08-17 | UCOP | 7431218
5 | 2024-08-17 | UCOP | 7431218
6 | 2024-08-17 | UCOP | 7431218
7 | 2024-08-17 | UCOP | 7431218
8 | 2024-08-17 | UCOP | 7431218
9 | 2024-08-17 | UCOP | 7431218
10 | 2024-08-17 | UCOP | 7431218
11 | 2024-08-17 | UCOP | 7431218
12 | 2024-08-17 | UCOP | 7431218
13 | 2024-08-17 | UCOP | 7431218
14 | 2024-08-17 | UCOP | 7431218
15 | 2024-08-17 | UCOP | 7431218
16 | 2024-08-17 | UCOP | 7431218
17 | 2024-08-17 | UCOP | 7431218
18 | 2024-08-17 | UCOP | 7431218
19 | 2024-08-17 | UCOP | 7431218
20 | 2024-08-17 | UCOP | 7431218
21 | 2024-08-17 | UCOP | 7431218
22 | 2024-08-17 | UCOP | 7431218
23 | 2024-08-17 | UCOP | 7431218
0 | 2024-08-18 | UCOP | 7431218
1 | 2024-08-18 | UCOP | 7431218
2 | 2024-08-18 | UCOP | 7431218
3 | 2024-08-18 | UCOP | 7431218
4 | 2024-08-18 | UCOP | 7431218
5 | 2024-08-18 | UCOP | 7431218
6 | 2024-08-18 | UCOP | 7431218
7 | 2024-08-18 | UCOP | 7431218
8 | 2024-08-18 | UCOP | 7431218
9 | 2024-08-18 | UCOP | 7431218
10 | 2024-08-18 | UCOP | 7431218
11 | 2024-08-18 | UCOP | 7431218
12 | 2024-08-18 | UCOP | 7431218
13 | 2024-08-18 | UCOP | 7431218
14 | 2024-08-18 | UCOP | 7431218
15 | 2024-08-18 | UCOP | 7431218
16 | 2024-08-18 | UCOP | 7431218
17 | 2024-08-18 | UCOP | 7431218
18 | 2024-08-18 | UCOP | 7431218
19 | 2024-08-18 | UCOP | 7431218
20 | 2024-08-18 | UCOP | 7431218
21 | 2024-08-18 | UCOP | 7431218
22 | 2024-08-18 | UCOP | 7431218
23 | 2024-08-18 | UCOP | 7431218
0 | 2024-08-19 | UCOP | 7431218
1 | 2024-08-19 | UCOP | 7431218
2 | 2024-08-19 | UCOP | 7431218
3 | 2024-08-19 | UCOP | 7431218
4 | 2024-08-19 | UCOP | 7431218
5 | 2024-08-19 | UCOP | 7431218
6 | 2024-08-19 | UCOP | 7431218
7 | 2024-08-19 | UCOP | 7431218
8 | 2024-08-19 | UCOP | 7431218
9 | 2024-08-19 | UCOP | 7431218
10 | 2024-08-19 | UCOP | 7431218
11 | 2024-08-19 | UCOP | 7431218
12 | 2024-08-19 | UCOP | 7431218
13 | 2024-08-19 | UCOP | 7431218
14 | 2024-08-19 | UCOP | 7431218
15 | 2024-08-19 | UCOP | 7431218
16 | 2024-08-19 | UCOP | 7431218
17 | 2024-08-19 | UCOP | 7431218
18 | 2024-08-19 | UCOP | 7431218
19 | 2024-08-19 | UCOP | 7431218
20 | 2024-08-19 | UCOP | 7431218
21 | 2024-08-19 | UCOP | 7431218
22 | 2024-08-19 | UCOP | 7431218
23 | 2024-08-19 | UCOP | 7431218
0 | 2024-08-20 | UCOP | 7431218
1 | 2024-08-20 | UCOP | 7431218
2 | 2024-08-20 | UCOP | 7431218
3 | 2024-08-20 | UCOP | 7431218
4 | 2024-08-20 | UCOP | 7431218
5 | 2024-08-20 | UCOP | 7431218
6 | 2024-08-20 | UCOP | 7431218
7 | 2024-08-20 | UCOP | 7431218
8 | 2024-08-20 | UCOP | 7431218
9 | 2024-08-20 | UCOP | 7431218
10 | 2024-08-20 | UCOP | 7431218
11 | 2024-08-20 | UCOP | 7431218
12 | 2024-08-20 | UCOP | 7431218
13 | 2024-08-20 | UCOP | 7431218
14 | 2024-08-20 | UCOP | 7431218
15 | 2024-08-20 | UCOP | 7431218
16 | 2024-08-20 | UCOP | 7431218
17 | 2024-08-20 | UCOP | 7431218
18 | 2024-08-20 | UCOP | 7431218
19 | 2024-08-20 | UCOP | 7431218
20 | 2024-08-20 | UCOP | 7431218
21 | 2024-08-20 | UCOP | 7431218
22 | 2024-08-20 | UCOP | 7431218
23 | 2024-08-20 | UCOP | 7431218
0 | 2024-08-21 | UCOP | 7431218
1 | 2024-08-21 | UCOP | 7431218
2 | 2024-08-21 | UCOP | 7431218
3 | 2024-08-21 | UCOP | 7431218
4 | 2024-08-21 | UCOP | 7431218
5 | 2024-08-21 | UCOP | 7431218
6 | 2024-08-21 | UCOP | 7431218
7 | 2024-08-21 | UCOP | 7431218
8 | 2024-08-21 | UCOP | 7431218
9 | 2024-08-21 | UCOP | 7431218
10 | 2024-08-21 | UCOP | 7431218
11 | 2024-08-21 | UCOP | 7431218
12 | 2024-08-21 | UCOP | 7431218
13 | 2024-08-21 | UCOP | 7431218
14 | 2024-08-21 | UCOP | 7431218
15 | 2024-08-21 | UCOP | 7431218
16 | 2024-08-21 | UCOP | 7431218
17 | 2024-08-21 | UCOP | 7431218
18 | 2024-08-21 | UCOP | 7431218
19 | 2024-08-21 | UCOP | 7431218
20 | 2024-08-21 | UCOP | 7431218
21 | 2024-08-21 | UCOP | 7431218
22 | 2024-08-21 | UCOP | 7431218
23 | 2024-08-21 | UCOP | 7431218
0 | 2024-08-22 | UCOP | 7431218
1 | 2024-08-22 | UCOP | 7431218
2 | 2024-08-22 | UCOP | 7431218
3 | 2024-08-22 | UCOP | 7431218
4 | 2024-08-22 | UCOP | 7431218
5 | 2024-08-22 | UCOP | 7431218
6 | 2024-08-22 | UCOP | 7431218
7 | 2024-08-22 | UCOP | 7431218
8 | 2024-08-22 | UCOP | 7431218
9 | 2024-08-22 | UCOP | 7431218
10 | 2024-08-22 | UCOP | 7431218
11 | 2024-08-22 | UCOP | 7431218
12 | 2024-08-22 | UCOP | 7431218
13 | 2024-08-22 | UCOP | 7431218
14 | 2024-08-22 | UCOP | 7431218
15 | 2024-08-22 | UCOP | 7431218
16 | 2024-08-22 | UCOP | 7431218
17 | 2024-08-22 | UCOP | 7431218
18 | 2024-08-22 | UCOP | 7431218
19 | 2024-08-22 | UCOP | 7431218
20 | 2024-08-22 | UCOP | 7431218
21 | 2024-08-22 | UCOP | 7431218
22 | 2024-08-22 | UCOP | 7431218
23 | 2024-08-22 | UCOP | 7431218
0 | 2024-08-23 | UCOP | 7431218
1 | 2024-08-23 | UCOP | 7431218
2 | 2024-08-23 | UCOP | 7431218
3 | 2024-08-23 | UCOP | 7431218
4 | 2024-08-23 | UCOP | 7431218
5 | 2024-08-23 | UCOP | 7431218
6 | 2024-08-23 | UCOP | 7431218
7 | 2024-08-23 | UCOP | 7431218
8 | 2024-08-23 | UCOP | 7431218
9 | 2024-08-23 | UCOP | 7431218
10 | 2024-08-23 | UCOP | 7431218
11 | 2024-08-23 | UCOP | 7431218
12 | 2024-08-23 | UCOP | 7431218
13 | 2024-08-23 | UCOP | 7431218
14 | 2024-08-23 | UCOP | 7431218
15 | 2024-08-23 | UCOP | 7431218
16 | 2024-08-23 | UCOP | 7431218
17 | 2024-08-23 | UCOP | 7431218
18 | 2024-08-23 | UCOP | 7431218
19 | 2024-08-23 | UCOP | 7431218
20 | 2024-08-23 | UCOP | 7431218
21 | 2024-08-23 | UCOP | 7431218
22 | 2024-08-23 | UCOP | 7431218
23 | 2024-08-23 | UCOP | 7431218
0 | 2024-08-24 | UCOP | 7431218
1 | 2024-08-24 | UCOP | 7431218
2 | 2024-08-24 | UCOP | 7431218
3 | 2024-08-24 | UCOP | 7431218
4 | 2024-08-24 | UCOP | 7431218
5 | 2024-08-24 | UCOP | 7431218
6 | 2024-08-24 | UCOP | 7431218
7 | 2024-08-24 | UCOP | 7431218
8 | 2024-08-24 | UCOP | 7431218
9 | 2024-08-24 | UCOP | 7431218
10 | 2024-08-24 | UCOP | 7431218
11 | 2024-08-24 | UCOP | 7431218
12 | 2024-08-24 | UCOP | 7431218
13 | 2024-08-24 | UCOP | 7431218
14 | 2024-08-24 | UCOP | 7431218
15 | 2024-08-24 | UCOP | 7431218
16 | 2024-08-24 | UCOP | 7431218
17 | 2024-08-24 | UCOP | 7431218
18 | 2024-08-24 | UCOP | 7431218
19 | 2024-08-24 | UCOP | 7431218
20 | 2024-08-24 | UCOP | 7431218
21 | 2024-08-24 | UCOP | 7431218
22 | 2024-08-24 | UCOP | 7431218
23 | 2024-08-24 | UCOP | 7431218
0 | 2024-08-25 | UCOP | 7431218
1 | 2024-08-25 | UCOP | 7431218
2 | 2024-08-25 | UCOP | 7431218
3 | 2024-08-25 | UCOP | 7431218
4 | 2024-08-25 | UCOP | 7431218
5 | 2024-08-25 | UCOP | 7431218
6 | 2024-08-25 | UCOP | 7431218
7 | 2024-08-25 | UCOP | 7431218
8 | 2024-08-25 | UCOP | 7431218
9 | 2024-08-25 | UCOP | 7431218
10 | 2024-08-25 | UCOP | 7431218
11 | 2024-08-25 | UCOP | 7431218
12 | 2024-08-25 | UCOP | 7431218
13 | 2024-08-25 | UCOP | 7431218
14 | 2024-08-25 | UCOP | 7431218
15 | 2024-08-25 | UCOP | 7431218
16 | 2024-08-25 | UCOP | 7431218
17 | 2024-08-25 | UCOP | 7431218
18 | 2024-08-25 | UCOP | 7431218
19 | 2024-08-25 | UCOP | 7431218
20 | 2024-08-25 | UCOP | 7431218
21 | 2024-08-25 | UCOP | 7431218
22 | 2024-08-25 | UCOP | 7431218
23 | 2024-08-25 | UCOP | 7431218
0 | 2024-08-26 | UCOP | 7431218
1 | 2024-08-26 | UCOP | 7431218
2 | 2024-08-26 | UCOP | 7431218
3 | 2024-08-26 | UCOP | 7431218
4 | 2024-08-26 | UCOP | 7431218
5 | 2024-08-26 | UCOP | 7431218
6 | 2024-08-26 | UCOP | 7431218
7 | 2024-08-26 | UCOP | 7431218
8 | 2024-08-26 | UCOP | 7431218
9 | 2024-08-26 | UCOP | 7431218
10 | 2024-08-26 | UCOP | 7431218
11 | 2024-08-26 | UCOP | 7431218
12 | 2024-08-26 | UCOP | 7431218
13 | 2024-08-26 | UCOP | 7431218
14 | 2024-08-26 | UCOP | 7431218
15 | 2024-08-26 | UCOP | 7431218
16 | 2024-08-26 | UCOP | 7431218
17 | 2024-08-26 | UCOP | 7431218
18 | 2024-08-26 | UCOP | 7431218
19 | 2024-08-26 | UCOP | 7431218
20 | 2024-08-26 | UCOP | 7431218
21 | 2024-08-26 | UCOP | 7431218
22 | 2024-08-26 | UCOP | 7431218
23 | 2024-08-26 | UCOP | 7431218
0 | 2024-08-27 | UCOP | 7431218
1 | 2024-08-27 | UCOP | 7431218
2 | 2024-08-27 | UCOP | 7431218
3 | 2024-08-27 | UCOP | 7431218
4 | 2024-08-27 | UCOP | 7431218
5 | 2024-08-27 | UCOP | 7431218
6 | 2024-08-27 | UCOP | 7431218
7 | 2024-08-27 | UCOP | 7431218
8 | 2024-08-27 | UCOP | 7431218
9 | 2024-08-27 | UCOP | 7431218
10 | 2024-08-27 | UCOP | 7431218
11 | 2024-08-27 | UCOP | 7431218
12 | 2024-08-27 | UCOP | 7431218
13 | 2024-08-27 | UCOP | 7431218
14 | 2024-08-27 | UCOP | 7431218
15 | 2024-08-27 | UCOP | 7431218
16 | 2024-08-27 | UCOP | 7431218
17 | 2024-08-27 | UCOP | 7431218
18 | 2024-08-27 | UCOP | 7431218
19 | 2024-08-27 | UCOP | 7431218
20 | 2024-08-27 | UCOP | 7431218
21 | 2024-08-27 | UCOP | 7431218
22 | 2024-08-27 | UCOP | 7431218
23 | 2024-08-27 | UCOP | 7431218
0 | 2024-08-28 | UCOP | 7431218
1 | 2024-08-28 | UCOP | 7431218
2 | 2024-08-28 | UCOP | 7431218
3 | 2024-08-28 | UCOP | 7431218
4 | 2024-08-28 | UCOP | 7431218
5 | 2024-08-28 | UCOP | 7431218
6 | 2024-08-28 | UCOP | 7431218
7 | 2024-08-28 | UCOP | 7431218
8 | 2024-08-28 | UCOP | 7431218
9 | 2024-08-28 | UCOP | 7431218
10 | 2024-08-28 | UCOP | 7431218
11 | 2024-08-28 | UCOP | 7431218
12 | 2024-08-28 | UCOP | 7431218
13 | 2024-08-28 | UCOP | 7431218
14 | 2024-08-28 | UCOP | 7431218
15 | 2024-08-28 | UCOP | 7431218
16 | 2024-08-28 | UCOP | 7431218
17 | 2024-08-28 | UCOP | 7431218
18 | 2024-08-28 | UCOP | 7431218
19 | 2024-08-28 | UCOP | 7431218
20 | 2024-08-28 | UCOP | 7431218
21 | 2024-08-28 | UCOP | 7431218
22 | 2024-08-28 | UCOP | 7431218
23 | 2024-08-28 | UCOP | 7431218
0 | 2024-08-29 | UCOP | 7431218
1 | 2024-08-29 | UCOP | 7431218
2 | 2024-08-29 | UCOP | 7431218
3 | 2024-08-29 | UCOP | 7431218
4 | 2024-08-29 | UCOP | 7431218
5 | 2024-08-29 | UCOP | 7431218
6 | 2024-08-29 | UCOP | 7431218
7 | 2024-08-29 | UCOP | 7431218
8 | 2024-08-29 | UCOP | 7431218
9 | 2024-08-29 | UCOP | 7431218
10 | 2024-08-29 | UCOP | 7431218
11 | 2024-08-29 | UCOP | 7431218
12 | 2024-08-29 | UCOP | 7431218
13 | 2024-08-29 | UCOP | 7431218
14 | 2024-08-29 | UCOP | 7431218
15 | 2024-08-29 | UCOP | 7431218
16 | 2024-08-29 | UCOP | 7431218
17 | 2024-08-29 | UCOP | 7431218
18 | 2024-08-29 | UCOP | 7431218
19 | 2024-08-29 | UCOP | 7431218
20 | 2024-08-29 | UCOP | 7431218
21 | 2024-08-29 | UCOP | 7431218
22 | 2024-08-29 | UCOP | 7431218
23 | 2024-08-29 | UCOP | 7431218
0 | 2024-08-30 | UCOP | 7431218
1 | 2024-08-30 | UCOP | 7431218
2 | 2024-08-30 | UCOP | 7431218
3 | 2024-08-30 | UCOP | 7431218
4 | 2024-08-30 | UCOP | 7431218
5 | 2024-08-30 | UCOP | 7431218
6 | 2024-08-30 | UCOP | 7431218
7 | 2024-08-30 | UCOP | 7431218
8 | 2024-08-30 | UCOP | 7431218
9 | 2024-08-30 | UCOP | 7431218
10 | 2024-08-30 | UCOP | 7431218
11 | 2024-08-30 | UCOP | 7431218
12 | 2024-08-30 | UCOP | 7431218
13 | 2024-08-30 | UCOP | 7431218
14 | 2024-08-30 | UCOP | 7431218
15 | 2024-08-30 | UCOP | 7431218
16 | 2024-08-30 | UCOP | 7431218
17 | 2024-08-30 | UCOP | 7431218
18 | 2024-08-30 | UCOP | 7431218
19 | 2024-08-30 | UCOP | 7431218
20 | 2024-08-30 | UCOP | 7431218
21 | 2024-08-30 | UCOP | 7431218
22 | 2024-08-30 | UCOP | 7431218
23 | 2024-08-30 | UCOP | 7431218
0 | 2024-08-31 | UCOP | 7431218
1 | 2024-08-31 | UCOP | 7431218
2 | 2024-08-31 | UCOP | 7431218
3 | 2024-08-31 | UCOP | 7431218
4 | 2024-08-31 | UCOP | 7431218
5 | 2024-08-31 | UCOP | 7431218
6 | 2024-08-31 | UCOP | 7431218
7 | 2024-08-31 | UCOP | 7431218
8 | 2024-08-31 | UCOP | 7431218
9 | 2024-08-31 | UCOP | 7431218
10 | 2024-08-31 | UCOP | 7431218
11 | 2024-08-31 | UCOP | 7431218
12 | 2024-08-31 | UCOP | 7431218
13 | 2024-08-31 | UCOP | 7431218
14 | 2024-08-31 | UCOP | 7431218
15 | 2024-08-31 | UCOP | 7431218
16 | 2024-08-31 | UCOP | 7431218
17 | 2024-08-31 | UCOP | 7431218
18 | 2024-08-31 | UCOP | 7431218
19 | 2024-08-31 | UCOP | 7431218
20 | 2024-08-31 | UCOP | 7431218
21 | 2024-08-31 | UCOP | 7431218
22 | 2024-08-31 | UCOP | 7431218
23 | 2024-08-31 | UCOP | 7431218
0 | 2024-09-01 | UCOP | 7431218
1 | 2024-09-01 | UCOP | 7431218
2 | 2024-09-01 | UCOP | 7431218
3 | 2024-09-01 | UCOP | 7431218
4 | 2024-09-01 | UCOP | 7431218
5 | 2024-09-01 | UCOP | 7431218
6 | 2024-09-01 | UCOP | 7431218
7 | 2024-09-01 | UCOP | 7431218
8 | 2024-09-01 | UCOP | 7431218
9 | 2024-09-01 | UCOP | 7431218
10 | 2024-09-01 | UCOP | 7431218
11 | 2024-09-01 | UCOP | 7431218
12 | 2024-09-01 | UCOP | 7431218
13 | 2024-09-01 | UCOP | 7431218
14 | 2024-09-01 | UCOP | 7431218
15 | 2024-09-01 | UCOP | 7431218
16 | 2024-09-01 | UCOP | 7431218
17 | 2024-09-01 | UCOP | 7431218
18 | 2024-09-01 | UCOP | 7431218
19 | 2024-09-01 | UCOP | 7431218
20 | 2024-09-01 | UCOP | 7431218
21 | 2024-09-01 | UCOP | 7431218
22 | 2024-09-01 | UCOP | 7431218
23 | 2024-09-01 | UCOP | 7431218
0 | 2024-09-02 | UCOP | 7431218
1 | 2024-09-02 | UCOP | 7431218
2 | 2024-09-02 | UCOP | 7431218
3 | 2024-09-02 | UCOP | 7431218
4 | 2024-09-02 | UCOP | 7431218
5 | 2024-09-02 | UCOP | 7431218
6 | 2024-09-02 | UCOP | 7431218
7 | 2024-09-02 | UCOP | 7431218
8 | 2024-09-02 | UCOP | 7431218
9 | 2024-09-02 | UCOP | 7431218
10 | 2024-09-02 | UCOP | 7431218
11 | 2024-09-02 | UCOP | 7431218
12 | 2024-09-02 | UCOP | 7431218
13 | 2024-09-02 | UCOP | 7431218
14 | 2024-09-02 | UCOP | 7431218
15 | 2024-09-02 | UCOP | 7431218
16 | 2024-09-02 | UCOP | 7431218
17 | 2024-09-02 | UCOP | 7431218
18 | 2024-09-02 | UCOP | 7431218
19 | 2024-09-02 | UCOP | 7431218
20 | 2024-09-02 | UCOP | 7431218
21 | 2024-09-02 | UCOP | 7431218
22 | 2024-09-02 | UCOP | 7431218
23 | 2024-09-02 | UCOP | 7431218
0 | 2024-09-03 | UCOP | 7431218
1 | 2024-09-03 | UCOP | 7431218
2 | 2024-09-03 | UCOP | 7431218
3 | 2024-09-03 | UCOP | 7431218
4 | 2024-09-03 | UCOP | 7431218
5 | 2024-09-03 | UCOP | 7431218
6 | 2024-09-03 | UCOP | 7431218
7 | 2024-09-03 | UCOP | 7431218
8 | 2024-09-03 | UCOP | 7431218
9 | 2024-09-03 | UCOP | 7431218
10 | 2024-09-03 | UCOP | 7431218
11 | 2024-09-03 | UCOP | 7431218
12 | 2024-09-03 | UCOP | 7431218
13 | 2024-09-03 | UCOP | 7431218
14 | 2024-09-03 | UCOP | 7431218
15 | 2024-09-03 | UCOP | 7431218
16 | 2024-09-03 | UCOP | 7431218
17 | 2024-09-03 | UCOP | 7431218
18 | 2024-09-03 | UCOP | 7431218
19 | 2024-09-03 | UCOP | 7431218
20 | 2024-09-03 | UCOP | 7431218
21 | 2024-09-03 | UCOP | 7431218
22 | 2024-09-03 | UCOP | 7431218
23 | 2024-09-03 | UCOP | 7431218
0 | 2024-09-04 | UCOP | 7431218
1 | 2024-09-04 | UCOP | 7431218
2 | 2024-09-04 | UCOP | 7431218
3 | 2024-09-04 | UCOP | 7431218
4 | 2024-09-04 | UCOP | 7431218
5 | 2024-09-04 | UCOP | 7431218
6 | 2024-09-04 | UCOP | 7431218
7 | 2024-09-04 | UCOP | 7431218
8 | 2024-09-04 | UCOP | 7431218
9 | 2024-09-04 | UCOP | 7431218
10 | 2024-09-04 | UCOP | 7431218
11 | 2024-09-04 | UCOP | 7431218
12 | 2024-09-04 | UCOP | 7431218
13 | 2024-09-04 | UCOP | 7431218
14 | 2024-09-04 | UCOP | 7431218
15 | 2024-09-04 | UCOP | 7431218
16 | 2024-09-04 | UCOP | 7431218
17 | 2024-09-04 | UCOP | 7431218
18 | 2024-09-04 | UCOP | 7431218
19 | 2024-09-04 | UCOP | 7431218
20 | 2024-09-04 | UCOP | 7431218
21 | 2024-09-04 | UCOP | 7431218
22 | 2024-09-04 | UCOP | 7431218
23 | 2024-09-04 | UCOP | 7431218
0 | 2024-09-05 | UCOP | 7431218
1 | 2024-09-05 | UCOP | 7431218
2 | 2024-09-05 | UCOP | 7431218
3 | 2024-09-05 | UCOP | 7431218
4 | 2024-09-05 | UCOP | 7431218
5 | 2024-09-05 | UCOP | 7431218
6 | 2024-09-05 | UCOP | 7431218
7 | 2024-09-05 | UCOP | 7431218
8 | 2024-09-05 | UCOP | 7431218
9 | 2024-09-05 | UCOP | 7431218
10 | 2024-09-05 | UCOP | 7431218
11 | 2024-09-05 | UCOP | 7431218
12 | 2024-09-05 | UCOP | 7431218
13 | 2024-09-05 | UCOP | 7431218
14 | 2024-09-05 | UCOP | 7431218
15 | 2024-09-05 | UCOP | 7431218
16 | 2024-09-05 | UCOP | 7431218
17 | 2024-09-05 | UCOP | 7431218
18 | 2024-09-05 | UCOP | 7431218
19 | 2024-09-05 | UCOP | 7431218
20 | 2024-09-05 | UCOP | 7431218
21 | 2024-09-05 | UCOP | 7431218
22 | 2024-09-05 | UCOP | 7431218
23 | 2024-09-05 | UCOP | 7431218
0 | 2024-09-06 | UCOP | 7431218
1 | 2024-09-06 | UCOP | 7431218
2 | 2024-09-06 | UCOP | 7431218
3 | 2024-09-06 | UCOP | 7431218
4 | 2024-09-06 | UCOP | 7431218
5 | 2024-09-06 | UCOP | 7431218
6 | 2024-09-06 | UCOP | 7431218
7 | 2024-09-06 | UCOP | 7431218
8 | 2024-09-06 | UCOP | 7431218
9 | 2024-09-06 | UCOP | 7431218
10 | 2024-09-06 | UCOP | 7431218
11 | 2024-09-06 | UCOP | 7431218
12 | 2024-09-06 | UCOP | 7431218
13 | 2024-09-06 | UCOP | 7431218
14 | 2024-09-06 | UCOP | 7431218
15 | 2024-09-06 | UCOP | 7431218
16 | 2024-09-06 | UCOP | 7431218
17 | 2024-09-06 | UCOP | 7431218
18 | 2024-09-06 | UCOP | 7431218
19 | 2024-09-06 | UCOP | 7431218
20 | 2024-09-06 | UCOP | 7431218
21 | 2024-09-06 | UCOP | 7431218
22 | 2024-09-06 | UCOP | 7431218
23 | 2024-09-06 | UCOP | 7431218
0 | 2024-09-07 | UCOP | 7431218
1 | 2024-09-07 | UCOP | 7431218
2 | 2024-09-07 | UCOP | 7431218
3 | 2024-09-07 | UCOP | 7431218
4 | 2024-09-07 | UCOP | 7431218
5 | 2024-09-07 | UCOP | 7431218
6 | 2024-09-07 | UCOP | 7431218
7 | 2024-09-07 | UCOP | 7431218
8 | 2024-09-07 | UCOP | 7431218
9 | 2024-09-07 | UCOP | 7431218
10 | 2024-09-07 | UCOP | 7431218
11 | 2024-09-07 | UCOP | 7431218
12 | 2024-09-07 | UCOP | 7431218
13 | 2024-09-07 | UCOP | 7431218
14 | 2024-09-07 | UCOP | 7431218
15 | 2024-09-07 | UCOP | 7431218
16 | 2024-09-07 | UCOP | 7431218
17 | 2024-09-07 | UCOP | 7431218
18 | 2024-09-07 | UCOP | 7431218
19 | 2024-09-07 | UCOP | 7431218
20 | 2024-09-07 | UCOP | 7431218
21 | 2024-09-07 | UCOP | 7431218
22 | 2024-09-07 | UCOP | 7431218
23 | 2024-09-07 | UCOP | 7431218
0 | 2024-09-08 | UCOP | 7431218
1 | 2024-09-08 | UCOP | 7431218
2 | 2024-09-08 | UCOP | 7431218
3 | 2024-09-08 | UCOP | 7431218
4 | 2024-09-08 | UCOP | 7431218
5 | 2024-09-08 | UCOP | 7431218
6 | 2024-09-08 | UCOP | 7431218
7 | 2024-09-08 | UCOP | 7431218
8 | 2024-09-08 | UCOP | 7431218
9 | 2024-09-08 | UCOP | 7431218
10 | 2024-09-08 | UCOP | 7431218
11 | 2024-09-08 | UCOP | 7431218
12 | 2024-09-08 | UCOP | 7431218
13 | 2024-09-08 | UCOP | 7431218
14 | 2024-09-08 | UCOP | 7431218
15 | 2024-09-08 | UCOP | 7431218
16 | 2024-09-08 | UCOP | 7431218
17 | 2024-09-08 | UCOP | 7431218
18 | 2024-09-08 | UCOP | 7431218
19 | 2024-09-08 | UCOP | 7431218
20 | 2024-09-08 | UCOP | 7431218
21 | 2024-09-08 | UCOP | 7431218
22 | 2024-09-08 | UCOP | 7431218
23 | 2024-09-08 | UCOP | 7431218
0 | 2024-09-09 | UCOP | 7431218
1 | 2024-09-09 | UCOP | 7431218
2 | 2024-09-09 | UCOP | 7431218
3 | 2024-09-09 | UCOP | 7431218
4 | 2024-09-09 | UCOP | 7431218
5 | 2024-09-09 | UCOP | 7431218
6 | 2024-09-09 | UCOP | 7431218
7 | 2024-09-09 | UCOP | 7431218
8 | 2024-09-09 | UCOP | 7431218
9 | 2024-09-09 | UCOP | 7431218
10 | 2024-09-09 | UCOP | 7431218
11 | 2024-09-09 | UCOP | 7431218
12 | 2024-09-09 | UCOP | 7431218
13 | 2024-09-09 | UCOP | 7431218
14 | 2024-09-09 | UCOP | 7431218
15 | 2024-09-09 | UCOP | 7431218
16 | 2024-09-09 | UCOP | 7431218
17 | 2024-09-09 | UCOP | 7431218
18 | 2024-09-09 | UCOP | 7431218
19 | 2024-09-09 | UCOP | 7431218
20 | 2024-09-09 | UCOP | 7431218
21 | 2024-09-09 | UCOP | 7431218
22 | 2024-09-09 | UCOP | 7431218
23 | 2024-09-09 | UCOP | 7431218
0 | 2024-09-10 | UCOP | 7431218
1 | 2024-09-10 | UCOP | 7431218
2 | 2024-09-10 | UCOP | 7431218
3 | 2024-09-10 | UCOP | 7431218
4 | 2024-09-10 | UCOP | 7431218
5 | 2024-09-10 | UCOP | 7431218
6 | 2024-09-10 | UCOP | 7431218
7 | 2024-09-10 | UCOP | 7431218
8 | 2024-09-10 | UCOP | 7431218
9 | 2024-09-10 | UCOP | 7431218
10 | 2024-09-10 | UCOP | 7431218
11 | 2024-09-10 | UCOP | 7431218
12 | 2024-09-10 | UCOP | 7431218
13 | 2024-09-10 | UCOP | 7431218
14 | 2024-09-10 | UCOP | 7431218
15 | 2024-09-10 | UCOP | 7431218
16 | 2024-09-10 | UCOP | 7431218
17 | 2024-09-10 | UCOP | 7431218
18 | 2024-09-10 | UCOP | 7431218
19 | 2024-09-10 | UCOP | 7431218
20 | 2024-09-10 | UCOP | 7431218
21 | 2024-09-10 | UCOP | 7431218
22 | 2024-09-10 | UCOP | 7431218
23 | 2024-09-10 | UCOP | 7431218
0 | 2024-09-11 | UCOP | 7431218
1 | 2024-09-11 | UCOP | 7431218
2 | 2024-09-11 | UCOP | 7431218
3 | 2024-09-11 | UCOP | 7431218
4 | 2024-09-11 | UCOP | 7431218
5 | 2024-09-11 | UCOP | 7431218
6 | 2024-09-11 | UCOP | 7431218
7 | 2024-09-11 | UCOP | 7431218
8 | 2024-09-11 | UCOP | 7431218
9 | 2024-09-11 | UCOP | 7431218
10 | 2024-09-11 | UCOP | 7431218
11 | 2024-09-11 | UCOP | 7431218
12 | 2024-09-11 | UCOP | 7431218
13 | 2024-09-11 | UCOP | 7431218
14 | 2024-09-11 | UCOP | 7431218
15 | 2024-09-11 | UCOP | 7431218
16 | 2024-09-11 | UCOP | 7431218
17 | 2024-09-11 | UCOP | 7431218
18 | 2024-09-11 | UCOP | 7431218
19 | 2024-09-11 | UCOP | 7431218
20 | 2024-09-11 | UCOP | 7431218
21 | 2024-09-11 | UCOP | 7431218
22 | 2024-09-11 | UCOP | 7431218
23 | 2024-09-11 | UCOP | 7431218
0 | 2024-09-12 | UCOP | 7431218
1 | 2024-09-12 | UCOP | 7431218
2 | 2024-09-12 | UCOP | 7431218
3 | 2024-09-12 | UCOP | 7431218
4 | 2024-09-12 | UCOP | 7431218
5 | 2024-09-12 | UCOP | 7431218
6 | 2024-09-12 | UCOP | 7431218
7 | 2024-09-12 | UCOP | 7431218
8 | 2024-09-12 | UCOP | 7431218
9 | 2024-09-12 | UCOP | 7431218
10 | 2024-09-12 | UCOP | 7431218
11 | 2024-09-12 | UCOP | 7431218
12 | 2024-09-12 | UCOP | 7431218
13 | 2024-09-12 | UCOP | 7431218
14 | 2024-09-12 | UCOP | 7431218
15 | 2024-09-12 | UCOP | 7431218
16 | 2024-09-12 | UCOP | 7431218
17 | 2024-09-12 | UCOP | 7431218
18 | 2024-09-12 | UCOP | 7431218
19 | 2024-09-12 | UCOP | 7431218
20 | 2024-09-12 | UCOP | 7431218
21 | 2024-09-12 | UCOP | 7431218
22 | 2024-09-12 | UCOP | 7431218
23 | 2024-09-12 | UCOP | 7431218
0 | 2024-09-13 | UCOP | 7431218
1 | 2024-09-13 | UCOP | 7431218
2 | 2024-09-13 | UCOP | 7431218
3 | 2024-09-13 | UCOP | 7431218
4 | 2024-09-13 | UCOP | 7431218
5 | 2024-09-13 | UCOP | 7431218
6 | 2024-09-13 | UCOP | 7431218
7 | 2024-09-13 | UCOP | 7431218
8 | 2024-09-13 | UCOP | 7431218
9 | 2024-09-13 | UCOP | 7431218
10 | 2024-09-13 | UCOP | 7431218
11 | 2024-09-13 | UCOP | 7431218
12 | 2024-09-13 | UCOP | 7431218
13 | 2024-09-13 | UCOP | 7431218
14 | 2024-09-13 | UCOP | 7431218
15 | 2024-09-13 | UCOP | 7431218
16 | 2024-09-13 | UCOP | 7431218
17 | 2024-09-13 | UCOP | 7431218
18 | 2024-09-13 | UCOP | 7431218
19 | 2024-09-13 | UCOP | 7431218
20 | 2024-09-13 | UCOP | 7431218
21 | 2024-09-13 | UCOP | 7431218
22 | 2024-09-13 | UCOP | 7431218
23 | 2024-09-13 | UCOP | 7431218
0 | 2024-09-14 | UCOP | 7431218
1 | 2024-09-14 | UCOP | 7431218
2 | 2024-09-14 | UCOP | 7431218
3 | 2024-09-14 | UCOP | 7431218
4 | 2024-09-14 | UCOP | 7431218
5 | 2024-09-14 | UCOP | 7431218
6 | 2024-09-14 | UCOP | 7431218
7 | 2024-09-14 | UCOP | 7431218
8 | 2024-09-14 | UCOP | 7431218
9 | 2024-09-14 | UCOP | 7431218
10 | 2024-09-14 | UCOP | 7431218
11 | 2024-09-14 | UCOP | 7431218
12 | 2024-09-14 | UCOP | 7431218
13 | 2024-09-14 | UCOP | 7431218
14 | 2024-09-14 | UCOP | 7431218
15 | 2024-09-14 | UCOP | 7431218
16 | 2024-09-14 | UCOP | 7431218
17 | 2024-09-14 | UCOP | 7431218
18 | 2024-09-14 | UCOP | 7431218
19 | 2024-09-14 | UCOP | 7431218
20 | 2024-09-14 | UCOP | 7431218
21 | 2024-09-14 | UCOP | 7431218
22 | 2024-09-14 | UCOP | 7431218
23 | 2024-09-14 | UCOP | 7431218
0 | 2024-09-15 | UCOP | 7431218
1 | 2024-09-15 | UCOP | 7431218
2 | 2024-09-15 | UCOP | 7431218
3 | 2024-09-15 | UCOP | 7431218
4 | 2024-09-15 | UCOP | 7431218
5 | 2024-09-15 | UCOP | 7431218
6 | 2024-09-15 | UCOP | 7431218
7 | 2024-09-15 | UCOP | 7431218
8 | 2024-09-15 | UCOP | 7431218
9 | 2024-09-15 | UCOP | 7431218
10 | 2024-09-15 | UCOP | 7431218
11 | 2024-09-15 | UCOP | 7431218
12 | 2024-09-15 | UCOP | 7431218
13 | 2024-09-15 | UCOP | 7431218
14 | 2024-09-15 | UCOP | 7431218
15 | 2024-09-15 | UCOP | 7431218
16 | 2024-09-15 | UCOP | 7431218
17 | 2024-09-15 | UCOP | 7431218
18 | 2024-09-15 | UCOP | 7431218
19 | 2024-09-15 | UCOP | 7431218
20 | 2024-09-15 | UCOP | 7431218
21 | 2024-09-15 | UCOP | 7431218
22 | 2024-09-15 | UCOP | 7431218
23 | 2024-09-15 | UCOP | 7431218
0 | 2024-09-16 | UCOP | 7431218
1 | 2024-09-16 | UCOP | 7431218
2 | 2024-09-16 | UCOP | 7431218
3 | 2024-09-16 | UCOP | 7431218
4 | 2024-09-16 | UCOP | 7431218
5 | 2024-09-16 | UCOP | 7431218
6 | 2024-09-16 | UCOP | 7431218
7 | 2024-09-16 | UCOP | 7431218
8 | 2024-09-16 | UCOP | 7431218
9 | 2024-09-16 | UCOP | 7431218
10 | 2024-09-16 | UCOP | 7431218
11 | 2024-09-16 | UCOP | 7431218
12 | 2024-09-16 | UCOP | 7431218
13 | 2024-09-16 | UCOP | 7431218
14 | 2024-09-16 | UCOP | 7431218
15 | 2024-09-16 | UCOP | 7431218
16 | 2024-09-16 | UCOP | 7431218
17 | 2024-09-16 | UCOP | 7431218
18 | 2024-09-16 | UCOP | 7431218
19 | 2024-09-16 | UCOP | 7431218
20 | 2024-09-16 | UCOP | 7431218
21 | 2024-09-16 | UCOP | 7431218
22 | 2024-09-16 | UCOP | 7431218
23 | 2024-09-16 | UCOP | 7431218
0 | 2024-09-17 | UCOP | 7431218
1 | 2024-09-17 | UCOP | 7431218
2 | 2024-09-17 | UCOP | 7431218
3 | 2024-09-17 | UCOP | 7431218
4 | 2024-09-17 | UCOP | 7431218
5 | 2024-09-17 | UCOP | 7431218
6 | 2024-09-17 | UCOP | 7431218
7 | 2024-09-17 | UCOP | 7431218
8 | 2024-09-17 | UCOP | 7431218
9 | 2024-09-17 | UCOP | 7431218
10 | 2024-09-17 | UCOP | 7431218
11 | 2024-09-17 | UCOP | 7431218
12 | 2024-09-17 | UCOP | 7431218
13 | 2024-09-17 | UCOP | 7431218
14 | 2024-09-17 | UCOP | 7431218
15 | 2024-09-17 | UCOP | 7431218
16 | 2024-09-17 | UCOP | 7431218
17 | 2024-09-17 | UCOP | 7431218
18 | 2024-09-17 | UCOP | 7431218
19 | 2024-09-17 | UCOP | 7431218
20 | 2024-09-17 | UCOP | 7431218
21 | 2024-09-17 | UCOP | 7431218
22 | 2024-09-17 | UCOP | 7431218
23 | 2024-09-17 | UCOP | 7431218
0 | 2024-09-18 | UCOP | 7431218
1 | 2024-09-18 | UCOP | 7431218
2 | 2024-09-18 | UCOP | 7431218
3 | 2024-09-18 | UCOP | 7431218
4 | 2024-09-18 | UCOP | 7431218
5 | 2024-09-18 | UCOP | 7431218
6 | 2024-09-18 | UCOP | 7431218
7 | 2024-09-18 | UCOP | 7431218
8 | 2024-09-18 | UCOP | 7431218
9 | 2024-09-18 | UCOP | 7431218
10 | 2024-09-18 | UCOP | 7431218
11 | 2024-09-18 | UCOP | 7431218
12 | 2024-09-18 | UCOP | 7431218
13 | 2024-09-18 | UCOP | 7431218
14 | 2024-09-18 | UCOP | 7431218
15 | 2024-09-18 | UCOP | 7431218
16 | 2024-09-18 | UCOP | 7431218
17 | 2024-09-18 | UCOP | 7431218
18 | 2024-09-18 | UCOP | 7431218
19 | 2024-09-18 | UCOP | 7431218
20 | 2024-09-18 | UCOP | 7431218
21 | 2024-09-18 | UCOP | 7431218
22 | 2024-09-18 | UCOP | 7431218
23 | 2024-09-18 | UCOP | 7431218
0 | 2024-09-19 | UCOP | 7431218
1 | 2024-09-19 | UCOP | 7431218
2 | 2024-09-19 | UCOP | 7431218
3 | 2024-09-19 | UCOP | 7431218
4 | 2024-09-19 | UCOP | 7431218
5 | 2024-09-19 | UCOP | 7431218
6 | 2024-09-19 | UCOP | 7431218
7 | 2024-09-19 | UCOP | 7431218
8 | 2024-09-19 | UCOP | 7431218
9 | 2024-09-19 | UCOP | 7431218
10 | 2024-09-19 | UCOP | 7431218
11 | 2024-09-19 | UCOP | 7431218
12 | 2024-09-19 | UCOP | 7431218
13 | 2024-09-19 | UCOP | 7431218
14 | 2024-09-19 | UCOP | 7431218
15 | 2024-09-19 | UCOP | 7431218
16 | 2024-09-19 | UCOP | 7431218
17 | 2024-09-19 | UCOP | 7431218
18 | 2024-09-19 | UCOP | 7431218
19 | 2024-09-19 | UCOP | 7431218
20 | 2024-09-19 | UCOP | 7431218
21 | 2024-09-19 | UCOP | 7431218
22 | 2024-09-19 | UCOP | 7431218
23 | 2024-09-19 | UCOP | 7431218
0 | 2024-09-20 | UCOP | 7431218
1 | 2024-09-20 | UCOP | 7431218
2 | 2024-09-20 | UCOP | 7431218
3 | 2024-09-20 | UCOP | 7431218
4 | 2024-09-20 | UCOP | 7431218
5 | 2024-09-20 | UCOP | 7431218
6 | 2024-09-20 | UCOP | 7431218
7 | 2024-09-20 | UCOP | 7431218
8 | 2024-09-20 | UCOP | 7431218
9 | 2024-09-20 | UCOP | 7431218
10 | 2024-09-20 | UCOP | 7431218
11 | 2024-09-20 | UCOP | 7431218
12 | 2024-09-20 | UCOP | 7431218
13 | 2024-09-20 | UCOP | 7431218
14 | 2024-09-20 | UCOP | 7431218
15 | 2024-09-20 | UCOP | 7431218
16 | 2024-09-20 | UCOP | 7431218
17 | 2024-09-20 | UCOP | 7431218
18 | 2024-09-20 | UCOP | 7431218
19 | 2024-09-20 | UCOP | 7431218
20 | 2024-09-20 | UCOP | 7431218
21 | 2024-09-20 | UCOP | 7431218
22 | 2024-09-20 | UCOP | 7431218
23 | 2024-09-20 | UCOP | 7431218
0 | 2024-09-21 | UCOP | 7431218
1 | 2024-09-21 | UCOP | 7431218
2 | 2024-09-21 | UCOP | 7431218
3 | 2024-09-21 | UCOP | 7431218
4 | 2024-09-21 | UCOP | 7431218
5 | 2024-09-21 | UCOP | 7431218
6 | 2024-09-21 | UCOP | 7431218
7 | 2024-09-21 | UCOP | 7431218
8 | 2024-09-21 | UCOP | 7431218
9 | 2024-09-21 | UCOP | 7431218
10 | 2024-09-21 | UCOP | 7431218
11 | 2024-09-21 | UCOP | 7431218
12 | 2024-09-21 | UCOP | 7431218
13 | 2024-09-21 | UCOP | 7431218
14 | 2024-09-21 | UCOP | 7431218
15 | 2024-09-21 | UCOP | 7431218
16 | 2024-09-21 | UCOP | 7431218
17 | 2024-09-21 | UCOP | 7431218
18 | 2024-09-21 | UCOP | 7431218
19 | 2024-09-21 | UCOP | 7431218
20 | 2024-09-21 | UCOP | 7431218
21 | 2024-09-21 | UCOP | 7431218
22 | 2024-09-21 | UCOP | 7431218
23 | 2024-09-21 | UCOP | 7431218
0 | 2024-09-22 | UCOP | 7431218
1 | 2024-09-22 | UCOP | 7431218
2 | 2024-09-22 | UCOP | 7431218
3 | 2024-09-22 | UCOP | 7431218
4 | 2024-09-22 | UCOP | 7431218
5 | 2024-09-22 | UCOP | 7431218
6 | 2024-09-22 | UCOP | 7431218
7 | 2024-09-22 | UCOP | 7431218
8 | 2024-09-22 | UCOP | 7431218
9 | 2024-09-22 | UCOP | 7431218
10 | 2024-09-22 | UCOP | 7431218
11 | 2024-09-22 | UCOP | 7431218
12 | 2024-09-22 | UCOP | 7431218
13 | 2024-09-22 | UCOP | 7431218
14 | 2024-09-22 | UCOP | 7431218
15 | 2024-09-22 | UCOP | 7431218
16 | 2024-09-22 | UCOP | 7431218
17 | 2024-09-22 | UCOP | 7431218
18 | 2024-09-22 | UCOP | 7431218
19 | 2024-09-22 | UCOP | 7431218
20 | 2024-09-22 | UCOP | 7431218
21 | 2024-09-22 | UCOP | 7431218
22 | 2024-09-22 | UCOP | 7431218
23 | 2024-09-22 | UCOP | 7431218
0 | 2024-09-23 | UCOP | 7431218
1 | 2024-09-23 | UCOP | 7431218
2 | 2024-09-23 | UCOP | 7431218
3 | 2024-09-23 | UCOP | 7431218
4 | 2024-09-23 | UCOP | 7431218
5 | 2024-09-23 | UCOP | 7431218
6 | 2024-09-23 | UCOP | 7431218
7 | 2024-09-23 | UCOP | 7431218
8 | 2024-09-23 | UCOP | 7431218
9 | 2024-09-23 | UCOP | 7431218
10 | 2024-09-23 | UCOP | 7431218
11 | 2024-09-23 | UCOP | 7431218
12 | 2024-09-23 | UCOP | 7431218
13 | 2024-09-23 | UCOP | 7431218
14 | 2024-09-23 | UCOP | 7431218
15 | 2024-09-23 | UCOP | 7431218
16 | 2024-09-23 | UCOP | 7431218
17 | 2024-09-23 | UCOP | 7431218
18 | 2024-09-23 | UCOP | 7431218
19 | 2024-09-23 | UCOP | 7431218
20 | 2024-09-23 | UCOP | 7431218
21 | 2024-09-23 | UCOP | 7431218
22 | 2024-09-23 | UCOP | 7431218
23 | 2024-09-23 | UCOP | 7431218
0 | 2024-09-24 | UCOP | 7431218
1 | 2024-09-24 | UCOP | 7431218
2 | 2024-09-24 | UCOP | 7431218
3 | 2024-09-24 | UCOP | 7431218
4 | 2024-09-24 | UCOP | 7431218
5 | 2024-09-24 | UCOP | 7431218
6 | 2024-09-24 | UCOP | 7431218
7 | 2024-09-24 | UCOP | 7431218
8 | 2024-09-24 | UCOP | 7431218
9 | 2024-09-24 | UCOP | 7431218
10 | 2024-09-24 | UCOP | 7431218
11 | 2024-09-24 | UCOP | 7431218
12 | 2024-09-24 | UCOP | 7431218
13 | 2024-09-24 | UCOP | 7431218
14 | 2024-09-24 | UCOP | 7431218
15 | 2024-09-24 | UCOP | 7431218
16 | 2024-09-24 | UCOP | 7431218
17 | 2024-09-24 | UCOP | 7431218
18 | 2024-09-24 | UCOP | 7431218
19 | 2024-09-24 | UCOP | 7431218
20 | 2024-09-24 | UCOP | 7431218
21 | 2024-09-24 | UCOP | 7431218
22 | 2024-09-24 | UCOP | 7431218
23 | 2024-09-24 | UCOP | 7431218
0 | 2024-09-25 | UCOP | 7431218
1 | 2024-09-25 | UCOP | 7431218
2 | 2024-09-25 | UCOP | 7431218
3 | 2024-09-25 | UCOP | 7431218
4 | 2024-09-25 | UCOP | 7431218
5 | 2024-09-25 | UCOP | 7431218
6 | 2024-09-25 | UCOP | 7431218
7 | 2024-09-25 | UCOP | 7431218
8 | 2024-09-25 | UCOP | 7431218
9 | 2024-09-25 | UCOP | 7431218
10 | 2024-09-25 | UCOP | 7431218
11 | 2024-09-25 | UCOP | 7431218
12 | 2024-09-25 | UCOP | 7431218
13 | 2024-09-25 | UCOP | 7431218
14 | 2024-09-25 | UCOP | 7431218
15 | 2024-09-25 | UCOP | 7431218
16 | 2024-09-25 | UCOP | 7431218
17 | 2024-09-25 | UCOP | 7431218
18 | 2024-09-25 | UCOP | 7431218
19 | 2024-09-25 | UCOP | 7431218
20 | 2024-09-25 | UCOP | 7431218
21 | 2024-09-25 | UCOP | 7431218
22 | 2024-09-25 | UCOP | 7431218
23 | 2024-09-25 | UCOP | 7431218
0 | 2024-09-26 | UCOP | 7431218
1 | 2024-09-26 | UCOP | 7431218
2 | 2024-09-26 | UCOP | 7431218
3 | 2024-09-26 | UCOP | 7431218
4 | 2024-09-26 | UCOP | 7431218
5 | 2024-09-26 | UCOP | 7431218
6 | 2024-09-26 | UCOP | 7431218
7 | 2024-09-26 | UCOP | 7431218
8 | 2024-09-26 | UCOP | 7431218
9 | 2024-09-26 | UCOP | 7431218
10 | 2024-09-26 | UCOP | 7431218
11 | 2024-09-26 | UCOP | 7431218
12 | 2024-09-26 | UCOP | 7431218
13 | 2024-09-26 | UCOP | 7431218
14 | 2024-09-26 | UCOP | 7431218
15 | 2024-09-26 | UCOP | 7431218
16 | 2024-09-26 | UCOP | 7431218
17 | 2024-09-26 | UCOP | 7431218
18 | 2024-09-26 | UCOP | 7431218
19 | 2024-09-26 | UCOP | 7431218
20 | 2024-09-26 | UCOP | 7431218
21 | 2024-09-26 | UCOP | 7431218
22 | 2024-09-26 | UCOP | 7431218
23 | 2024-09-26 | UCOP | 7431218
0 | 2024-09-27 | UCOP | 7431218
1 | 2024-09-27 | UCOP | 7431218
2 | 2024-09-27 | UCOP | 7431218
3 | 2024-09-27 | UCOP | 7431218
4 | 2024-09-27 | UCOP | 7431218
5 | 2024-09-27 | UCOP | 7431218
6 | 2024-09-27 | UCOP | 7431218
7 | 2024-09-27 | UCOP | 7431218
8 | 2024-09-27 | UCOP | 7431218
9 | 2024-09-27 | UCOP | 7431218
10 | 2024-09-27 | UCOP | 7431218
11 | 2024-09-27 | UCOP | 7431218
12 | 2024-09-27 | UCOP | 7431218
13 | 2024-09-27 | UCOP | 7431218
14 | 2024-09-27 | UCOP | 7431218
15 | 2024-09-27 | UCOP | 7431218
16 | 2024-09-27 | UCOP | 7431218
17 | 2024-09-27 | UCOP | 7431218
18 | 2024-09-27 | UCOP | 7431218
19 | 2024-09-27 | UCOP | 7431218
20 | 2024-09-27 | UCOP | 7431218
21 | 2024-09-27 | UCOP | 7431218
22 | 2024-09-27 | UCOP | 7431218
23 | 2024-09-27 | UCOP | 7431218
0 | 2024-09-28 | UCOP | 7431218
1 | 2024-09-28 | UCOP | 7431218
2 | 2024-09-28 | UCOP | 7431218
3 | 2024-09-28 | UCOP | 7431218
4 | 2024-09-28 | UCOP | 7431218
5 | 2024-09-28 | UCOP | 7431218
6 | 2024-09-28 | UCOP | 7431218
7 | 2024-09-28 | UCOP | 7431218
8 | 2024-09-28 | UCOP | 7431218
9 | 2024-09-28 | UCOP | 7431218
10 | 2024-09-28 | UCOP | 7431218
11 | 2024-09-28 | UCOP | 7431218
12 | 2024-09-28 | UCOP | 7431218
13 | 2024-09-28 | UCOP | 7431218
14 | 2024-09-28 | UCOP | 7431218
15 | 2024-09-28 | UCOP | 7431218
16 | 2024-09-28 | UCOP | 7431218
17 | 2024-09-28 | UCOP | 7431218
18 | 2024-09-28 | UCOP | 7431218
19 | 2024-09-28 | UCOP | 7431218
20 | 2024-09-28 | UCOP | 7431218
21 | 2024-09-28 | UCOP | 7431218
22 | 2024-09-28 | UCOP | 7431218
23 | 2024-09-28 | UCOP | 7431218
0 | 2024-09-29 | UCOP | 7431218
1 | 2024-09-29 | UCOP | 7431218
2 | 2024-09-29 | UCOP | 7431218
3 | 2024-09-29 | UCOP | 7431218
4 | 2024-09-29 | UCOP | 7431218
5 | 2024-09-29 | UCOP | 7431218
6 | 2024-09-29 | UCOP | 7431218
7 | 2024-09-29 | UCOP | 7431218
8 | 2024-09-29 | UCOP | 7431218
9 | 2024-09-29 | UCOP | 7431218
10 | 2024-09-29 | UCOP | 7431218
11 | 2024-09-29 | UCOP | 7431218
12 | 2024-09-29 | UCOP | 7431218
13 | 2024-09-29 | UCOP | 7431218
14 | 2024-09-29 | UCOP | 7431218
15 | 2024-09-29 | UCOP | 7431218
16 | 2024-09-29 | UCOP | 7431218
17 | 2024-09-29 | UCOP | 7431218
18 | 2024-09-29 | UCOP | 7431218
19 | 2024-09-29 | UCOP | 7431218
20 | 2024-09-29 | UCOP | 7431218
21 | 2024-09-29 | UCOP | 7431218
22 | 2024-09-29 | UCOP | 7431218
23 | 2024-09-29 | UCOP | 7431218
0 | 2024-09-30 | UCOP | 7431218
1 | 2024-09-30 | UCOP | 7431218
2 | 2024-09-30 | UCOP | 7431218
3 | 2024-09-30 | UCOP | 7431218
4 | 2024-09-30 | UCOP | 7431218
5 | 2024-09-30 | UCOP | 7431218
6 | 2024-09-30 | UCOP | 7431218
7 | 2024-09-30 | UCOP | 7431218
8 | 2024-09-30 | UCOP | 7431218
9 | 2024-09-30 | UCOP | 7431218
10 | 2024-09-30 | UCOP | 7431218
11 | 2024-09-30 | UCOP | 7431218
12 | 2024-09-30 | UCOP | 7431218
13 | 2024-09-30 | UCOP | 7431218
14 | 2024-09-30 | UCOP | 7431218
15 | 2024-09-30 | UCOP | 7431218
16 | 2024-09-30 | UCOP | 7431218
17 | 2024-09-30 | UCOP | 7431218
18 | 2024-09-30 | UCOP | 7431218
19 | 2024-09-30 | UCOP | 7431218
20 | 2024-09-30 | UCOP | 7431218
21 | 2024-09-30 | UCOP | 7431218
22 | 2024-09-30 | UCOP | 7431218
23 | 2024-09-30 | UCOP | 7431218
0 | 2024-10-01 | UCOP | 7431218
1 | 2024-10-01 | UCOP | 7431218
2 | 2024-10-01 | UCOP | 7431218
3 | 2024-10-01 | UCOP | 7431218
4 | 2024-10-01 | UCOP | 7431218
5 | 2024-10-01 | UCOP | 7431218
6 | 2024-10-01 | UCOP | 7431218
7 | 2024-10-01 | UCOP | 7431218
8 | 2024-10-01 | UCOP | 7431218
9 | 2024-10-01 | UCOP | 7431218
10 | 2024-10-01 | UCOP | 7431218
11 | 2024-10-01 | UCOP | 7431218
12 | 2024-10-01 | UCOP | 7431218
13 | 2024-10-01 | UCOP | 7431218
14 | 2024-10-01 | UCOP | 7431218
15 | 2024-10-01 | UCOP | 7431218
16 | 2024-10-01 | UCOP | 7431218
17 | 2024-10-01 | UCOP | 7431218
18 | 2024-10-01 | UCOP | 7431218
19 | 2024-10-01 | UCOP | 7431218
20 | 2024-10-01 | UCOP | 7431218
21 | 2024-10-01 | UCOP | 7431218
22 | 2024-10-01 | UCOP | 7431218
23 | 2024-10-01 | UCOP | 7431218
0 | 2024-10-02 | UCOP | 7431218
1 | 2024-10-02 | UCOP | 7431218
2 | 2024-10-02 | UCOP | 7431218
3 | 2024-10-02 | UCOP | 7431218
4 | 2024-10-02 | UCOP | 7431218
5 | 2024-10-02 | UCOP | 7431218
6 | 2024-10-02 | UCOP | 7431218
7 | 2024-10-02 | UCOP | 7431218
8 | 2024-10-02 | UCOP | 7431218
9 | 2024-10-02 | UCOP | 7431218
10 | 2024-10-02 | UCOP | 7431218
11 | 2024-10-02 | UCOP | 7431218
12 | 2024-10-02 | UCOP | 7431218
13 | 2024-10-02 | UCOP | 7431218
14 | 2024-10-02 | UCOP | 7431218
15 | 2024-10-02 | UCOP | 7431218
16 | 2024-10-02 | UCOP | 7431218
17 | 2024-10-02 | UCOP | 7431218
18 | 2024-10-02 | UCOP | 7431218
19 | 2024-10-02 | UCOP | 7431218
20 | 2024-10-02 | UCOP | 7431218
21 | 2024-10-02 | UCOP | 7431218
22 | 2024-10-02 | UCOP | 7431218
23 | 2024-10-02 | UCOP | 7431218
0 | 2024-10-03 | UCOP | 7431218
1 | 2024-10-03 | UCOP | 7431218
2 | 2024-10-03 | UCOP | 7431218
3 | 2024-10-03 | UCOP | 7431218
4 | 2024-10-03 | UCOP | 7431218
5 | 2024-10-03 | UCOP | 7431218
6 | 2024-10-03 | UCOP | 7431218
7 | 2024-10-03 | UCOP | 7431218
8 | 2024-10-03 | UCOP | 7431218
9 | 2024-10-03 | UCOP | 7431218
10 | 2024-10-03 | UCOP | 7431218
11 | 2024-10-03 | UCOP | 7431218
12 | 2024-10-03 | UCOP | 7431218
13 | 2024-10-03 | UCOP | 7431218
14 | 2024-10-03 | UCOP | 7431218
15 | 2024-10-03 | UCOP | 7431218
16 | 2024-10-03 | UCOP | 7431218
17 | 2024-10-03 | UCOP | 7431218
18 | 2024-10-03 | UCOP | 7431218
19 | 2024-10-03 | UCOP | 7431218
20 | 2024-10-03 | UCOP | 7431218
21 | 2024-10-03 | UCOP | 7431218
22 | 2024-10-03 | UCOP | 7431218
23 | 2024-10-03 | UCOP | 7431218
0 | 2024-10-04 | UCOP | 7431218
1 | 2024-10-04 | UCOP | 7431218
2 | 2024-10-04 | UCOP | 7431218
3 | 2024-10-04 | UCOP | 7431218
4 | 2024-10-04 | UCOP | 7431218
5 | 2024-10-04 | UCOP | 7431218
6 | 2024-10-04 | UCOP | 7431218
7 | 2024-10-04 | UCOP | 7431218
8 | 2024-10-04 | UCOP | 7431218
9 | 2024-10-04 | UCOP | 7431218
10 | 2024-10-04 | UCOP | 7431218
11 | 2024-10-04 | UCOP | 7431218
12 | 2024-10-04 | UCOP | 7431218
13 | 2024-10-04 | UCOP | 7431218
14 | 2024-10-04 | UCOP | 7431218
15 | 2024-10-04 | UCOP | 7431218
16 | 2024-10-04 | UCOP | 7431218
17 | 2024-10-04 | UCOP | 7431218
18 | 2024-10-04 | UCOP | 7431218
19 | 2024-10-04 | UCOP | 7431218
20 | 2024-10-04 | UCOP | 7431218
21 | 2024-10-04 | UCOP | 7431218
22 | 2024-10-04 | UCOP | 7431218
23 | 2024-10-04 | UCOP | 7431218
0 | 2024-10-05 | UCOP | 7431218
1 | 2024-10-05 | UCOP | 7431218
2 | 2024-10-05 | UCOP | 7431218
3 | 2024-10-05 | UCOP | 7431218
4 | 2024-10-05 | UCOP | 7431218
5 | 2024-10-05 | UCOP | 7431218
6 | 2024-10-05 | UCOP | 7431218
7 | 2024-10-05 | UCOP | 7431218
8 | 2024-10-05 | UCOP | 7431218
9 | 2024-10-05 | UCOP | 7431218
10 | 2024-10-05 | UCOP | 7431218
11 | 2024-10-05 | UCOP | 7431218
12 | 2024-10-05 | UCOP | 7431218
13 | 2024-10-05 | UCOP | 7431218
14 | 2024-10-05 | UCOP | 7431218
15 | 2024-10-05 | UCOP | 7431218
16 | 2024-10-05 | UCOP | 7431218
17 | 2024-10-05 | UCOP | 7431218
18 | 2024-10-05 | UCOP | 7431218
19 | 2024-10-05 | UCOP | 7431218
20 | 2024-10-05 | UCOP | 7431218
21 | 2024-10-05 | UCOP | 7431218
22 | 2024-10-05 | UCOP | 7431218
23 | 2024-10-05 | UCOP | 7431218
0 | 2024-10-06 | UCOP | 7431218
1 | 2024-10-06 | UCOP | 7431218
2 | 2024-10-06 | UCOP | 7431218
3 | 2024-10-06 | UCOP | 7431218
4 | 2024-10-06 | UCOP | 7431218
5 | 2024-10-06 | UCOP | 7431218
6 | 2024-10-06 | UCOP | 7431218
7 | 2024-10-06 | UCOP | 7431218
8 | 2024-10-06 | UCOP | 7431218
9 | 2024-10-06 | UCOP | 7431218
10 | 2024-10-06 | UCOP | 7431218
11 | 2024-10-06 | UCOP | 7431218
12 | 2024-10-06 | UCOP | 7431218
13 | 2024-10-06 | UCOP | 7431218
14 | 2024-10-06 | UCOP | 7431218
15 | 2024-10-06 | UCOP | 7431218
16 | 2024-10-06 | UCOP | 7431218
17 | 2024-10-06 | UCOP | 7431218
18 | 2024-10-06 | UCOP | 7431218
19 | 2024-10-06 | UCOP | 7431218
20 | 2024-10-06 | UCOP | 7431218
21 | 2024-10-06 | UCOP | 7431218
22 | 2024-10-06 | UCOP | 7431218
23 | 2024-10-06 | UCOP | 7431218
0 | 2024-10-07 | UCOP | 7431218
1 | 2024-10-07 | UCOP | 7431218
2 | 2024-10-07 | UCOP | 7431218
3 | 2024-10-07 | UCOP | 7431218
4 | 2024-10-07 | UCOP | 7431218
5 | 2024-10-07 | UCOP | 7431218
6 | 2024-10-07 | UCOP | 7431218
7 | 2024-10-07 | UCOP | 7431218
8 | 2024-10-07 | UCOP | 7431218
9 | 2024-10-07 | UCOP | 7431218
10 | 2024-10-07 | UCOP | 7431218
11 | 2024-10-07 | UCOP | 7431218
12 | 2024-10-07 | UCOP | 7431218
13 | 2024-10-07 | UCOP | 7431218
14 | 2024-10-07 | UCOP | 7431218
15 | 2024-10-07 | UCOP | 7431218
16 | 2024-10-07 | UCOP | 7431218
17 | 2024-10-07 | UCOP | 7431218
18 | 2024-10-07 | UCOP | 7431218
19 | 2024-10-07 | UCOP | 7431218
20 | 2024-10-07 | UCOP | 7431218
21 | 2024-10-07 | UCOP | 7431218
22 | 2024-10-07 | UCOP | 7431218
23 | 2024-10-07 | UCOP | 7431218
0 | 2024-10-08 | UCOP | 7431218
1 | 2024-10-08 | UCOP | 7431218
2 | 2024-10-08 | UCOP | 7431218
3 | 2024-10-08 | UCOP | 7431218
4 | 2024-10-08 | UCOP | 7431218
5 | 2024-10-08 | UCOP | 7431218
6 | 2024-10-08 | UCOP | 7431218
7 | 2024-10-08 | UCOP | 7431218
8 | 2024-10-08 | UCOP | 7431218
9 | 2024-10-08 | UCOP | 7431218
10 | 2024-10-08 | UCOP | 7431218
11 | 2024-10-08 | UCOP | 7431218
12 | 2024-10-08 | UCOP | 7431218
13 | 2024-10-08 | UCOP | 7431218
14 | 2024-10-08 | UCOP | 7431218
15 | 2024-10-08 | UCOP | 7431218
16 | 2024-10-08 | UCOP | 7431218
17 | 2024-10-08 | UCOP | 7431218
18 | 2024-10-08 | UCOP | 7431218
19 | 2024-10-08 | UCOP | 7431218
20 | 2024-10-08 | UCOP | 7431218
21 | 2024-10-08 | UCOP | 7431218
22 | 2024-10-08 | UCOP | 7431218
23 | 2024-10-08 | UCOP | 7431218
0 | 2024-10-09 | UCOP | 7431218
1 | 2024-10-09 | UCOP | 7431218
2 | 2024-10-09 | UCOP | 7431218
3 | 2024-10-09 | UCOP | 7431218
4 | 2024-10-09 | UCOP | 7431218
5 | 2024-10-09 | UCOP | 7431218
6 | 2024-10-09 | UCOP | 7431218
7 | 2024-10-09 | UCOP | 7431218
8 | 2024-10-09 | UCOP | 7431218
9 | 2024-10-09 | UCOP | 7431218
10 | 2024-10-09 | UCOP | 7431218
11 | 2024-10-09 | UCOP | 7431218
12 | 2024-10-09 | UCOP | 7431218
13 | 2024-10-09 | UCOP | 7431218
14 | 2024-10-09 | UCOP | 7431218
15 | 2024-10-09 | UCOP | 7431218
16 | 2024-10-09 | UCOP | 7431218
17 | 2024-10-09 | UCOP | 7431218
18 | 2024-10-09 | UCOP | 7431218
19 | 2024-10-09 | UCOP | 7431218
20 | 2024-10-09 | UCOP | 7431218
21 | 2024-10-09 | UCOP | 7431218
22 | 2024-10-09 | UCOP | 7431218
23 | 2024-10-09 | UCOP | 7431218
0 | 2024-10-10 | UCOP | 7431218
1 | 2024-10-10 | UCOP | 7431218
2 | 2024-10-10 | UCOP | 7431218
3 | 2024-10-10 | UCOP | 7431218
4 | 2024-10-10 | UCOP | 7431218
5 | 2024-10-10 | UCOP | 7431218
6 | 2024-10-10 | UCOP | 7431218
7 | 2024-10-10 | UCOP | 7431218
8 | 2024-10-10 | UCOP | 7431218
9 | 2024-10-10 | UCOP | 7431218
10 | 2024-10-10 | UCOP | 7431218
11 | 2024-10-10 | UCOP | 7431218
12 | 2024-10-10 | UCOP | 7431218
13 | 2024-10-10 | UCOP | 7431218
14 | 2024-10-10 | UCOP | 7431218
15 | 2024-10-10 | UCOP | 7431218
16 | 2024-10-10 | UCOP | 7431218
17 | 2024-10-10 | UCOP | 7431218
18 | 2024-10-10 | UCOP | 7431218
19 | 2024-10-10 | UCOP | 7431218
20 | 2024-10-10 | UCOP | 7431218
21 | 2024-10-10 | UCOP | 7431218
22 | 2024-10-10 | UCOP | 7431218
23 | 2024-10-10 | UCOP | 7431218
0 | 2024-10-11 | UCOP | 7431218
1 | 2024-10-11 | UCOP | 7431218
2 | 2024-10-11 | UCOP | 7431218
3 | 2024-10-11 | UCOP | 7431218
4 | 2024-10-11 | UCOP | 7431218
5 | 2024-10-11 | UCOP | 7431218
6 | 2024-10-11 | UCOP | 7431218
7 | 2024-10-11 | UCOP | 7431218
8 | 2024-10-11 | UCOP | 7431218
9 | 2024-10-11 | UCOP | 7431218
10 | 2024-10-11 | UCOP | 7431218
11 | 2024-10-11 | UCOP | 7431218
12 | 2024-10-11 | UCOP | 7431218
13 | 2024-10-11 | UCOP | 7431218
14 | 2024-10-11 | UCOP | 7431218
15 | 2024-10-11 | UCOP | 7431218
16 | 2024-10-11 | UCOP | 7431218
17 | 2024-10-11 | UCOP | 7431218
18 | 2024-10-11 | UCOP | 7431218
19 | 2024-10-11 | UCOP | 7431218
20 | 2024-10-11 | UCOP | 7431218
21 | 2024-10-11 | UCOP | 7431218
22 | 2024-10-11 | UCOP | 7431218
23 | 2024-10-11 | UCOP | 7431218
0 | 2024-10-12 | UCOP | 7431218
1 | 2024-10-12 | UCOP | 7431218
2 | 2024-10-12 | UCOP | 7431218
3 | 2024-10-12 | UCOP | 7431218
4 | 2024-10-12 | UCOP | 7431218
5 | 2024-10-12 | UCOP | 7431218
6 | 2024-10-12 | UCOP | 7431218
7 | 2024-10-12 | UCOP | 7431218
8 | 2024-10-12 | UCOP | 7431218
9 | 2024-10-12 | UCOP | 7431218
10 | 2024-10-12 | UCOP | 7431218
11 | 2024-10-12 | UCOP | 7431218
12 | 2024-10-12 | UCOP | 7431218
13 | 2024-10-12 | UCOP | 7431218
14 | 2024-10-12 | UCOP | 7431218
15 | 2024-10-12 | UCOP | 7431218
16 | 2024-10-12 | UCOP | 7431218
17 | 2024-10-12 | UCOP | 7431218
18 | 2024-10-12 | UCOP | 7431218
19 | 2024-10-12 | UCOP | 7431218
20 | 2024-10-12 | UCOP | 7431218
21 | 2024-10-12 | UCOP | 7431218
22 | 2024-10-12 | UCOP | 7431218
23 | 2024-10-12 | UCOP | 7431218
0 | 2024-10-13 | UCOP | 7431218
1 | 2024-10-13 | UCOP | 7431218
2 | 2024-10-13 | UCOP | 7431218
3 | 2024-10-13 | UCOP | 7431218
4 | 2024-10-13 | UCOP | 7431218
5 | 2024-10-13 | UCOP | 7431218
6 | 2024-10-13 | UCOP | 7431218
7 | 2024-10-13 | UCOP | 7431218
8 | 2024-10-13 | UCOP | 7431218
9 | 2024-10-13 | UCOP | 7431218
10 | 2024-10-13 | UCOP | 7431218
11 | 2024-10-13 | UCOP | 7431218
12 | 2024-10-13 | UCOP | 7431218
13 | 2024-10-13 | UCOP | 7431218
14 | 2024-10-13 | UCOP | 7431218
15 | 2024-10-13 | UCOP | 7431218
16 | 2024-10-13 | UCOP | 7431218
17 | 2024-10-13 | UCOP | 7431218
18 | 2024-10-13 | UCOP | 7431218
19 | 2024-10-13 | UCOP | 7431218
20 | 2024-10-13 | UCOP | 7431218
21 | 2024-10-13 | UCOP | 7431218
22 | 2024-10-13 | UCOP | 7431218
23 | 2024-10-13 | UCOP | 7431218
0 | 2024-10-14 | UCOP | 7431218
1 | 2024-10-14 | UCOP | 7431218
2 | 2024-10-14 | UCOP | 7431218
3 | 2024-10-14 | UCOP | 7431218
4 | 2024-10-14 | UCOP | 7431218
5 | 2024-10-14 | UCOP | 7431218
6 | 2024-10-14 | UCOP | 7431218
7 | 2024-10-14 | UCOP | 7431218
8 | 2024-10-14 | UCOP | 7431218
9 | 2024-10-14 | UCOP | 7431218
10 | 2024-10-14 | UCOP | 7431218
11 | 2024-10-14 | UCOP | 7431218
12 | 2024-10-14 | UCOP | 7431218
13 | 2024-10-14 | UCOP | 7431218
14 | 2024-10-14 | UCOP | 7431218
15 | 2024-10-14 | UCOP | 7431218
16 | 2024-10-14 | UCOP | 7431218
17 | 2024-10-14 | UCOP | 7431218
18 | 2024-10-14 | UCOP | 7431218
19 | 2024-10-14 | UCOP | 7431218
20 | 2024-10-14 | UCOP | 7431218
21 | 2024-10-14 | UCOP | 7431218
22 | 2024-10-14 | UCOP | 7431218
23 | 2024-10-14 | UCOP | 7431218
0 | 2024-10-15 | UCOP | 7431218
1 | 2024-10-15 | UCOP | 7431218
2 | 2024-10-15 | UCOP | 7431218
3 | 2024-10-15 | UCOP | 7431218
4 | 2024-10-15 | UCOP | 7431218
5 | 2024-10-15 | UCOP | 7431218
6 | 2024-10-15 | UCOP | 7431218
7 | 2024-10-15 | UCOP | 7431218
8 | 2024-10-15 | UCOP | 7431218
9 | 2024-10-15 | UCOP | 7431218
10 | 2024-10-15 | UCOP | 7431218
11 | 2024-10-15 | UCOP | 7431218
12 | 2024-10-15 | UCOP | 7431218
13 | 2024-10-15 | UCOP | 7431218
14 | 2024-10-15 | UCOP | 7431218
15 | 2024-10-15 | UCOP | 7431218
16 | 2024-10-15 | UCOP | 7431218
17 | 2024-10-15 | UCOP | 7431218
18 | 2024-10-15 | UCOP | 7431218
19 | 2024-10-15 | UCOP | 7431218
20 | 2024-10-15 | UCOP | 7431218
21 | 2024-10-15 | UCOP | 7431218
22 | 2024-10-15 | UCOP | 7431218
23 | 2024-10-15 | UCOP | 7431218
0 | 2024-10-16 | UCOP | 7431218
1 | 2024-10-16 | UCOP | 7431218
2 | 2024-10-16 | UCOP | 7431218
3 | 2024-10-16 | UCOP | 7431218
4 | 2024-10-16 | UCOP | 7431218
5 | 2024-10-16 | UCOP | 7431218
6 | 2024-10-16 | UCOP | 7431218
7 | 2024-10-16 | UCOP | 7431218
8 | 2024-10-16 | UCOP | 7431218
9 | 2024-10-16 | UCOP | 7431218
10 | 2024-10-16 | UCOP | 7431218
11 | 2024-10-16 | UCOP | 7431218
12 | 2024-10-16 | UCOP | 7431218
13 | 2024-10-16 | UCOP | 7431218
14 | 2024-10-16 | UCOP | 7431218
15 | 2024-10-16 | UCOP | 7431218
16 | 2024-10-16 | UCOP | 7431218
17 | 2024-10-16 | UCOP | 7431218
18 | 2024-10-16 | UCOP | 7431218
19 | 2024-10-16 | UCOP | 7431218
20 | 2024-10-16 | UCOP | 7431218
21 | 2024-10-16 | UCOP | 7431218
22 | 2024-10-16 | UCOP | 7431218
23 | 2024-10-16 | UCOP | 7431218
0 | 2024-10-17 | UCOP | 7431218
1 | 2024-10-17 | UCOP | 7431218
2 | 2024-10-17 | UCOP | 7431218
3 | 2024-10-17 | UCOP | 7431218
4 | 2024-10-17 | UCOP | 7431218
5 | 2024-10-17 | UCOP | 7431218
6 | 2024-10-17 | UCOP | 7431218
7 | 2024-10-17 | UCOP | 7431218
8 | 2024-10-17 | UCOP | 7431218
9 | 2024-10-17 | UCOP | 7431218
10 | 2024-10-17 | UCOP | 7431218
11 | 2024-10-17 | UCOP | 7431218
12 | 2024-10-17 | UCOP | 7431218
13 | 2024-10-17 | UCOP | 7431218
14 | 2024-10-17 | UCOP | 7431218
15 | 2024-10-17 | UCOP | 7431218
16 | 2024-10-17 | UCOP | 7431218
17 | 2024-10-17 | UCOP | 7431218
18 | 2024-10-17 | UCOP | 7431218
19 | 2024-10-17 | UCOP | 7431218
20 | 2024-10-17 | UCOP | 7431218
21 | 2024-10-17 | UCOP | 7431218
22 | 2024-10-17 | UCOP | 7431218
23 | 2024-10-17 | UCOP | 7431218
0 | 2024-10-18 | UCOP | 7431218
1 | 2024-10-18 | UCOP | 7431218
2 | 2024-10-18 | UCOP | 7431218
3 | 2024-10-18 | UCOP | 7431218
4 | 2024-10-18 | UCOP | 7431218
5 | 2024-10-18 | UCOP | 7431218
6 | 2024-10-18 | UCOP | 7431218
7 | 2024-10-18 | UCOP | 7431218
8 | 2024-10-18 | UCOP | 7431218
9 | 2024-10-18 | UCOP | 7431218
10 | 2024-10-18 | UCOP | 7431218
11 | 2024-10-18 | UCOP | 7431218
12 | 2024-10-18 | UCOP | 7431218
13 | 2024-10-18 | UCOP | 7431218
14 | 2024-10-18 | UCOP | 7431218
15 | 2024-10-18 | UCOP | 7431218
16 | 2024-10-18 | UCOP | 7431218
17 | 2024-10-18 | UCOP | 7431218
18 | 2024-10-18 | UCOP | 7431218
19 | 2024-10-18 | UCOP | 7431218
20 | 2024-10-18 | UCOP | 7431218
21 | 2024-10-18 | UCOP | 7431218
22 | 2024-10-18 | UCOP | 7431218
23 | 2024-10-18 | UCOP | 7431218
0 | 2024-10-19 | UCOP | 7431218
1 | 2024-10-19 | UCOP | 7431218
2 | 2024-10-19 | UCOP | 7431218
3 | 2024-10-19 | UCOP | 7431218
4 | 2024-10-19 | UCOP | 7431218
5 | 2024-10-19 | UCOP | 7431218
6 | 2024-10-19 | UCOP | 7431218
7 | 2024-10-19 | UCOP | 7431218
8 | 2024-10-19 | UCOP | 7431218
9 | 2024-10-19 | UCOP | 7431218
10 | 2024-10-19 | UCOP | 7431218
11 | 2024-10-19 | UCOP | 7431218
12 | 2024-10-19 | UCOP | 7431218
13 | 2024-10-19 | UCOP | 7431218
14 | 2024-10-19 | UCOP | 7431218
15 | 2024-10-19 | UCOP | 7431218
16 | 2024-10-19 | UCOP | 7431218
17 | 2024-10-19 | UCOP | 7431218
18 | 2024-10-19 | UCOP | 7431218
19 | 2024-10-19 | UCOP | 7431218
20 | 2024-10-19 | UCOP | 7431218
21 | 2024-10-19 | UCOP | 7431218
22 | 2024-10-19 | UCOP | 7431218
23 | 2024-10-19 | UCOP | 7431218
0 | 2024-10-20 | UCOP | 7431218
1 | 2024-10-20 | UCOP | 7431218
2 | 2024-10-20 | UCOP | 7431218
3 | 2024-10-20 | UCOP | 7431218
4 | 2024-10-20 | UCOP | 7431218
5 | 2024-10-20 | UCOP | 7431218
6 | 2024-10-20 | UCOP | 7431218
7 | 2024-10-20 | UCOP | 7431218
8 | 2024-10-20 | UCOP | 7431218
9 | 2024-10-20 | UCOP | 7431218
10 | 2024-10-20 | UCOP | 7431218
11 | 2024-10-20 | UCOP | 7431218
12 | 2024-10-20 | UCOP | 7431218
13 | 2024-10-20 | UCOP | 7431218
14 | 2024-10-20 | UCOP | 7431218
15 | 2024-10-20 | UCOP | 7431218
16 | 2024-10-20 | UCOP | 7431218
17 | 2024-10-20 | UCOP | 7431218
18 | 2024-10-20 | UCOP | 7431218
19 | 2024-10-20 | UCOP | 7431218
20 | 2024-10-20 | UCOP | 7431218
21 | 2024-10-20 | UCOP | 7431218
22 | 2024-10-20 | UCOP | 7431218
23 | 2024-10-20 | UCOP | 7431218
0 | 2024-10-21 | UCOP | 7431218
1 | 2024-10-21 | UCOP | 7431218
2 | 2024-10-21 | UCOP | 7431218
3 | 2024-10-21 | UCOP | 7431218
4 | 2024-10-21 | UCOP | 7431218
5 | 2024-10-21 | UCOP | 7431218
6 | 2024-10-21 | UCOP | 7431218
7 | 2024-10-21 | UCOP | 7431218
8 | 2024-10-21 | UCOP | 7431218
9 | 2024-10-21 | UCOP | 7431218
10 | 2024-10-21 | UCOP | 7431218
11 | 2024-10-21 | UCOP | 7431218
12 | 2024-10-21 | UCOP | 7431218
13 | 2024-10-21 | UCOP | 7431218
14 | 2024-10-21 | UCOP | 7431218
15 | 2024-10-21 | UCOP | 7431218
16 | 2024-10-21 | UCOP | 7431218
17 | 2024-10-21 | UCOP | 7431218
18 | 2024-10-21 | UCOP | 7431218
19 | 2024-10-21 | UCOP | 7431218
20 | 2024-10-21 | UCOP | 7431218
21 | 2024-10-21 | UCOP | 7431218
22 | 2024-10-21 | UCOP | 7431218
23 | 2024-10-21 | UCOP | 7431218
0 | 2024-10-22 | UCOP | 7431218
1 | 2024-10-22 | UCOP | 7431218
2 | 2024-10-22 | UCOP | 7431218
3 | 2024-10-22 | UCOP | 7431218
4 | 2024-10-22 | UCOP | 7431218
5 | 2024-10-22 | UCOP | 7431218
6 | 2024-10-22 | UCOP | 7431218
7 | 2024-10-22 | UCOP | 7431218
8 | 2024-10-22 | UCOP | 7431218
9 | 2024-10-22 | UCOP | 7431218
10 | 2024-10-22 | UCOP | 7431218
11 | 2024-10-22 | UCOP | 7431218
12 | 2024-10-22 | UCOP | 7431218
13 | 2024-10-22 | UCOP | 7431218
14 | 2024-10-22 | UCOP | 7431218
15 | 2024-10-22 | UCOP | 7431218
16 | 2024-10-22 | UCOP | 7431218
17 | 2024-10-22 | UCOP | 7431218
18 | 2024-10-22 | UCOP | 7431218
19 | 2024-10-22 | UCOP | 7431218
20 | 2024-10-22 | UCOP | 7431218
21 | 2024-10-22 | UCOP | 7431218
22 | 2024-10-22 | UCOP | 7431218
23 | 2024-10-22 | UCOP | 7431218
0 | 2024-10-23 | UCOP | 7431218
1 | 2024-10-23 | UCOP | 7431218
2 | 2024-10-23 | UCOP | 7431218
3 | 2024-10-23 | UCOP | 7431218
4 | 2024-10-23 | UCOP | 7431218
5 | 2024-10-23 | UCOP | 7431218
6 | 2024-10-23 | UCOP | 7431218
7 | 2024-10-23 | UCOP | 7431218
8 | 2024-10-23 | UCOP | 7431218
9 | 2024-10-23 | UCOP | 7431218
10 | 2024-10-23 | UCOP | 7431218
11 | 2024-10-23 | UCOP | 7431218
12 | 2024-10-23 | UCOP | 7431218
13 | 2024-10-23 | UCOP | 7431218
14 | 2024-10-23 | UCOP | 7431218
15 | 2024-10-23 | UCOP | 7431218
16 | 2024-10-23 | UCOP | 7431218
17 | 2024-10-23 | UCOP | 7431218
18 | 2024-10-23 | UCOP | 7431218
19 | 2024-10-23 | UCOP | 7431218
20 | 2024-10-23 | UCOP | 7431218
21 | 2024-10-23 | UCOP | 7431218
22 | 2024-10-23 | UCOP | 7431218
23 | 2024-10-23 | UCOP | 7431218
0 | 2024-10-24 | UCOP | 7431218
1 | 2024-10-24 | UCOP | 7431218
2 | 2024-10-24 | UCOP | 7431218
3 | 2024-10-24 | UCOP | 7431218
4 | 2024-10-24 | UCOP | 7431218
5 | 2024-10-24 | UCOP | 7431218
6 | 2024-10-24 | UCOP | 7431218
7 | 2024-10-24 | UCOP | 7431218
8 | 2024-10-24 | UCOP | 7431218
9 | 2024-10-24 | UCOP | 7431218
10 | 2024-10-24 | UCOP | 7431218
11 | 2024-10-24 | UCOP | 7431218
12 | 2024-10-24 | UCOP | 7431218
13 | 2024-10-24 | UCOP | 7431218
14 | 2024-10-24 | UCOP | 7431218
15 | 2024-10-24 | UCOP | 7431218
16 | 2024-10-24 | UCOP | 7431218
17 | 2024-10-24 | UCOP | 7431218
18 | 2024-10-24 | UCOP | 7431218
19 | 2024-10-24 | UCOP | 7431218
20 | 2024-10-24 | UCOP | 7431218
21 | 2024-10-24 | UCOP | 7431218
22 | 2024-10-24 | UCOP | 7431218
23 | 2024-10-24 | UCOP | 7431218
0 | 2024-10-25 | UCOP | 7431218
1 | 2024-10-25 | UCOP | 7431218
2 | 2024-10-25 | UCOP | 7431218
3 | 2024-10-25 | UCOP | 7431218
4 | 2024-10-25 | UCOP | 7431218
5 | 2024-10-25 | UCOP | 7431218
6 | 2024-10-25 | UCOP | 7431218
7 | 2024-10-25 | UCOP | 7431218
8 | 2024-10-25 | UCOP | 7431218
9 | 2024-10-25 | UCOP | 7431218
10 | 2024-10-25 | UCOP | 7431218
11 | 2024-10-25 | UCOP | 7431218
12 | 2024-10-25 | UCOP | 7431218
13 | 2024-10-25 | UCOP | 7431218
14 | 2024-10-25 | UCOP | 7431218
15 | 2024-10-25 | UCOP | 7431218
16 | 2024-10-25 | UCOP | 7431218
17 | 2024-10-25 | UCOP | 7431218
18 | 2024-10-25 | UCOP | 7431218
19 | 2024-10-25 | UCOP | 7431218
20 | 2024-10-25 | UCOP | 7431218
21 | 2024-10-25 | UCOP | 7431218
22 | 2024-10-25 | UCOP | 7431218
23 | 2024-10-25 | UCOP | 7431218
0 | 2024-10-26 | UCOP | 7431218
1 | 2024-10-26 | UCOP | 7431218
2 | 2024-10-26 | UCOP | 7431218
3 | 2024-10-26 | UCOP | 7431218
4 | 2024-10-26 | UCOP | 7431218
5 | 2024-10-26 | UCOP | 7431218
6 | 2024-10-26 | UCOP | 7431218
7 | 2024-10-26 | UCOP | 7431218
8 | 2024-10-26 | UCOP | 7431218
9 | 2024-10-26 | UCOP | 7431218
10 | 2024-10-26 | UCOP | 7431218
11 | 2024-10-26 | UCOP | 7431218
12 | 2024-10-26 | UCOP | 7431218
13 | 2024-10-26 | UCOP | 7431218
14 | 2024-10-26 | UCOP | 7431218
15 | 2024-10-26 | UCOP | 7431218
16 | 2024-10-26 | UCOP | 7431218
17 | 2024-10-26 | UCOP | 7431218
18 | 2024-10-26 | UCOP | 7431218
19 | 2024-10-26 | UCOP | 7431218
20 | 2024-10-26 | UCOP | 7431218
21 | 2024-10-26 | UCOP | 7431218
22 | 2024-10-26 | UCOP | 7431218
23 | 2024-10-26 | UCOP | 7431218
0 | 2024-10-27 | UCOP | 7431218
1 | 2024-10-27 | UCOP | 7431218
2 | 2024-10-27 | UCOP | 7431218
3 | 2024-10-27 | UCOP | 7431218
4 | 2024-10-27 | UCOP | 7431218
5 | 2024-10-27 | UCOP | 7431218
6 | 2024-10-27 | UCOP | 7431218
7 | 2024-10-27 | UCOP | 7431218
8 | 2024-10-27 | UCOP | 7431218
9 | 2024-10-27 | UCOP | 7431218
10 | 2024-10-27 | UCOP | 7431218
11 | 2024-10-27 | UCOP | 7431218
12 | 2024-10-27 | UCOP | 7431218
13 | 2024-10-27 | UCOP | 7431218
14 | 2024-10-27 | UCOP | 7431218
15 | 2024-10-27 | UCOP | 7431218
16 | 2024-10-27 | UCOP | 7431218
17 | 2024-10-27 | UCOP | 7431218
18 | 2024-10-27 | UCOP | 7431218
19 | 2024-10-27 | UCOP | 7431218
20 | 2024-10-27 | UCOP | 7431218
21 | 2024-10-27 | UCOP | 7431218
22 | 2024-10-27 | UCOP | 7431218
23 | 2024-10-27 | UCOP | 7431218
0 | 2024-10-28 | UCOP | 7431218
1 | 2024-10-28 | UCOP | 7431218
2 | 2024-10-28 | UCOP | 7431218
3 | 2024-10-28 | UCOP | 7431218
4 | 2024-10-28 | UCOP | 7431218
5 | 2024-10-28 | UCOP | 7431218
6 | 2024-10-28 | UCOP | 7431218
7 | 2024-10-28 | UCOP | 7431218
8 | 2024-10-28 | UCOP | 7431218
9 | 2024-10-28 | UCOP | 7431218
10 | 2024-10-28 | UCOP | 7431218
11 | 2024-10-28 | UCOP | 7431218
12 | 2024-10-28 | UCOP | 7431218
13 | 2024-10-28 | UCOP | 7431218
14 | 2024-10-28 | UCOP | 7431218
15 | 2024-10-28 | UCOP | 7431218
16 | 2024-10-28 | UCOP | 7431218
17 | 2024-10-28 | UCOP | 7431218
18 | 2024-10-28 | UCOP | 7431218
19 | 2024-10-28 | UCOP | 7431218
20 | 2024-10-28 | UCOP | 7431218
21 | 2024-10-28 | UCOP | 7431218
22 | 2024-10-28 | UCOP | 7431218
23 | 2024-10-28 | UCOP | 7431218
0 | 2024-10-29 | UCOP | 7431218
1 | 2024-10-29 | UCOP | 7431218
2 | 2024-10-29 | UCOP | 7431218
3 | 2024-10-29 | UCOP | 7431218
4 | 2024-10-29 | UCOP | 7431218
5 | 2024-10-29 | UCOP | 7431218
6 | 2024-10-29 | UCOP | 7431218
7 | 2024-10-29 | UCOP | 7431218
8 | 2024-10-29 | UCOP | 7431218
9 | 2024-10-29 | UCOP | 7431218
10 | 2024-10-29 | UCOP | 7431218
11 | 2024-10-29 | UCOP | 7431218
12 | 2024-10-29 | UCOP | 7431218
13 | 2024-10-29 | UCOP | 7431218
14 | 2024-10-29 | UCOP | 7431218
15 | 2024-10-29 | UCOP | 7431218
16 | 2024-10-29 | UCOP | 7431218
17 | 2024-10-29 | UCOP | 7431218
18 | 2024-10-29 | UCOP | 7431218
19 | 2024-10-29 | UCOP | 7431218
20 | 2024-10-29 | UCOP | 7431218
21 | 2024-10-29 | UCOP | 7431218
22 | 2024-10-29 | UCOP | 7431218
23 | 2024-10-29 | UCOP | 7431218
0 | 2024-10-30 | UCOP | 7431218
1 | 2024-10-30 | UCOP | 7431218
2 | 2024-10-30 | UCOP | 7431218
3 | 2024-10-30 | UCOP | 7431218
4 | 2024-10-30 | UCOP | 7431218
5 | 2024-10-30 | UCOP | 7431218
6 | 2024-10-30 | UCOP | 7431218
7 | 2024-10-30 | UCOP | 7431218
8 | 2024-10-30 | UCOP | 7431218
9 | 2024-10-30 | UCOP | 7431218
10 | 2024-10-30 | UCOP | 7431218
11 | 2024-10-30 | UCOP | 7431218
12 | 2024-10-30 | UCOP | 7431218
13 | 2024-10-30 | UCOP | 7431218
14 | 2024-10-30 | UCOP | 7431218
15 | 2024-10-30 | UCOP | 7431218
16 | 2024-10-30 | UCOP | 7431218
17 | 2024-10-30 | UCOP | 7431218
18 | 2024-10-30 | UCOP | 7431218
19 | 2024-10-30 | UCOP | 7431218
20 | 2024-10-30 | UCOP | 7431218
21 | 2024-10-30 | UCOP | 7431218
22 | 2024-10-30 | UCOP | 7431218
23 | 2024-10-30 | UCOP | 7431218
0 | 2024-10-31 | UCOP | 7431218
1 | 2024-10-31 | UCOP | 7431218
2 | 2024-10-31 | UCOP | 7431218
3 | 2024-10-31 | UCOP | 7431218
4 | 2024-10-31 | UCOP | 7431218
5 | 2024-10-31 | UCOP | 7431218
6 | 2024-10-31 | UCOP | 7431218
7 | 2024-10-31 | UCOP | 7431218
8 | 2024-10-31 | UCOP | 7431218
9 | 2024-10-31 | UCOP | 7431218
10 | 2024-10-31 | UCOP | 7431218
11 | 2024-10-31 | UCOP | 7431218
12 | 2024-10-31 | UCOP | 7431218
13 | 2024-10-31 | UCOP | 7431218
14 | 2024-10-31 | UCOP | 7431218
15 | 2024-10-31 | UCOP | 7431218
16 | 2024-10-31 | UCOP | 7431218
17 | 2024-10-31 | UCOP | 7431218
18 | 2024-10-31 | UCOP | 7431218
19 | 2024-10-31 | UCOP | 7431218
20 | 2024-10-31 | UCOP | 7431218
21 | 2024-10-31 | UCOP | 7431218
22 | 2024-10-31 | UCOP | 7431218
23 | 2024-10-31 | UCOP | 7431218
0 | 2024-11-01 | UCOP | 7431218
1 | 2024-11-01 | UCOP | 7431218
2 | 2024-11-01 | UCOP | 7431218
3 | 2024-11-01 | UCOP | 7431218
4 | 2024-11-01 | UCOP | 7431218
5 | 2024-11-01 | UCOP | 7431218
6 | 2024-11-01 | UCOP | 7431218
7 | 2024-11-01 | UCOP | 7431218
8 | 2024-11-01 | UCOP | 7431218
9 | 2024-11-01 | UCOP | 7431218
10 | 2024-11-01 | UCOP | 7431218
11 | 2024-11-01 | UCOP | 7431218
12 | 2024-11-01 | UCOP | 7431218
13 | 2024-11-01 | UCOP | 7431218
14 | 2024-11-01 | UCOP | 7431218
15 | 2024-11-01 | UCOP | 7431218
16 | 2024-11-01 | UCOP | 7431218
17 | 2024-11-01 | UCOP | 7431218
18 | 2024-11-01 | UCOP | 7431218
19 | 2024-11-01 | UCOP | 7431218
20 | 2024-11-01 | UCOP | 7431218
21 | 2024-11-01 | UCOP | 7431218
22 | 2024-11-01 | UCOP | 7431218
23 | 2024-11-01 | UCOP | 7431218
0 | 2024-11-02 | UCOP | 7431218
1 | 2024-11-02 | UCOP | 7431218
2 | 2024-11-02 | UCOP | 7431218
3 | 2024-11-02 | UCOP | 7431218
4 | 2024-11-02 | UCOP | 7431218
5 | 2024-11-02 | UCOP | 7431218
6 | 2024-11-02 | UCOP | 7431218
7 | 2024-11-02 | UCOP | 7431218
8 | 2024-11-02 | UCOP | 7431218
9 | 2024-11-02 | UCOP | 7431218
10 | 2024-11-02 | UCOP | 7431218
11 | 2024-11-02 | UCOP | 7431218
12 | 2024-11-02 | UCOP | 7431218
13 | 2024-11-02 | UCOP | 7431218
14 | 2024-11-02 | UCOP | 7431218
15 | 2024-11-02 | UCOP | 7431218
16 | 2024-11-02 | UCOP | 7431218
17 | 2024-11-02 | UCOP | 7431218
18 | 2024-11-02 | UCOP | 7431218
19 | 2024-11-02 | UCOP | 7431218
20 | 2024-11-02 | UCOP | 7431218
21 | 2024-11-02 | UCOP | 7431218
22 | 2024-11-02 | UCOP | 7431218
23 | 2024-11-02 | UCOP | 7431218
0 | 2024-11-03 | UCOP | 7431218
1 | 2024-11-03 | UCOP | 7431218
2 | 2024-11-03 | UCOP | 7431218
3 | 2024-11-03 | UCOP | 7431218
4 | 2024-11-03 | UCOP | 7431218
5 | 2024-11-03 | UCOP | 7431218
6 | 2024-11-03 | UCOP | 7431218
7 | 2024-11-03 | UCOP | 7431218
8 | 2024-11-03 | UCOP | 7431218
9 | 2024-11-03 | UCOP | 7431218
10 | 2024-11-03 | UCOP | 7431218
11 | 2024-11-03 | UCOP | 7431218
12 | 2024-11-03 | UCOP | 7431218
13 | 2024-11-03 | UCOP | 7431218
14 | 2024-11-03 | UCOP | 7431218
15 | 2024-11-03 | UCOP | 7431218
16 | 2024-11-03 | UCOP | 7431218
17 | 2024-11-03 | UCOP | 7431218
18 | 2024-11-03 | UCOP | 7431218
19 | 2024-11-03 | UCOP | 7431218
20 | 2024-11-03 | UCOP | 7431218
21 | 2024-11-03 | UCOP | 7431218
22 | 2024-11-03 | UCOP | 7431218
23 | 2024-11-03 | UCOP | 7431218
0 | 2024-11-04 | UCOP | 7431218
1 | 2024-11-04 | UCOP | 7431218
2 | 2024-11-04 | UCOP | 7431218
3 | 2024-11-04 | UCOP | 7431218
4 | 2024-11-04 | UCOP | 7431218
5 | 2024-11-04 | UCOP | 7431218
6 | 2024-11-04 | UCOP | 7431218
7 | 2024-11-04 | UCOP | 7431218
8 | 2024-11-04 | UCOP | 7431218
9 | 2024-11-04 | UCOP | 7431218
10 | 2024-11-04 | UCOP | 7431218
11 | 2024-11-04 | UCOP | 7431218
12 | 2024-11-04 | UCOP | 7431218
13 | 2024-11-04 | UCOP | 7431218
14 | 2024-11-04 | UCOP | 7431218
15 | 2024-11-04 | UCOP | 7431218
16 | 2024-11-04 | UCOP | 7431218
17 | 2024-11-04 | UCOP | 7431218
18 | 2024-11-04 | UCOP | 7431218
19 | 2024-11-04 | UCOP | 7431218
20 | 2024-11-04 | UCOP | 7431218
21 | 2024-11-04 | UCOP | 7431218
22 | 2024-11-04 | UCOP | 7431218
23 | 2024-11-04 | UCOP | 7431218
0 | 2024-11-05 | UCOP | 7431218
1 | 2024-11-05 | UCOP | 7431218
2 | 2024-11-05 | UCOP | 7431218
3 | 2024-11-05 | UCOP | 7431218
4 | 2024-11-05 | UCOP | 7431218
5 | 2024-11-05 | UCOP | 7431218
6 | 2024-11-05 | UCOP | 7431218
7 | 2024-11-05 | UCOP | 7431218
8 | 2024-11-05 | UCOP | 7431218
9 | 2024-11-05 | UCOP | 7431218
10 | 2024-11-05 | UCOP | 7431218
11 | 2024-11-05 | UCOP | 7431218
12 | 2024-11-05 | UCOP | 7431218
13 | 2024-11-05 | UCOP | 7431218
14 | 2024-11-05 | UCOP | 7431218
15 | 2024-11-05 | UCOP | 7431218
16 | 2024-11-05 | UCOP | 7431218
17 | 2024-11-05 | UCOP | 7431218
18 | 2024-11-05 | UCOP | 7431218
19 | 2024-11-05 | UCOP | 7431218
20 | 2024-11-05 | UCOP | 7431218
21 | 2024-11-05 | UCOP | 7431218
22 | 2024-11-05 | UCOP | 7431218
23 | 2024-11-05 | UCOP | 7431218
0 | 2024-11-06 | UCOP | 7431218
1 | 2024-11-06 | UCOP | 7431218
2 | 2024-11-06 | UCOP | 7431218
3 | 2024-11-06 | UCOP | 7431218
4 | 2024-11-06 | UCOP | 7431218
5 | 2024-11-06 | UCOP | 7431218
6 | 2024-11-06 | UCOP | 7431218
7 | 2024-11-06 | UCOP | 7431218
8 | 2024-11-06 | UCOP | 7431218
9 | 2024-11-06 | UCOP | 7431218
10 | 2024-11-06 | UCOP | 7431218
11 | 2024-11-06 | UCOP | 7431218
12 | 2024-11-06 | UCOP | 7431218
13 | 2024-11-06 | UCOP | 7431218
14 | 2024-11-06 | UCOP | 7431218
15 | 2024-11-06 | UCOP | 7431218
16 | 2024-11-06 | UCOP | 7431218
17 | 2024-11-06 | UCOP | 7431218
18 | 2024-11-06 | UCOP | 7431218
19 | 2024-11-06 | UCOP | 7431218
20 | 2024-11-06 | UCOP | 7431218
21 | 2024-11-06 | UCOP | 7431218
22 | 2024-11-06 | UCOP | 7431218
23 | 2024-11-06 | UCOP | 7431218
0 | 2024-11-07 | UCOP | 7431218
1 | 2024-11-07 | UCOP | 7431218
2 | 2024-11-07 | UCOP | 7431218
3 | 2024-11-07 | UCOP | 7431218
4 | 2024-11-07 | UCOP | 7431218
5 | 2024-11-07 | UCOP | 7431218
6 | 2024-11-07 | UCOP | 7431218
7 | 2024-11-07 | UCOP | 7431218
8 | 2024-11-07 | UCOP | 7431218
9 | 2024-11-07 | UCOP | 7431218
10 | 2024-11-07 | UCOP | 7431218
11 | 2024-11-07 | UCOP | 7431218
12 | 2024-11-07 | UCOP | 7431218
13 | 2024-11-07 | UCOP | 7431218
14 | 2024-11-07 | UCOP | 7431218
15 | 2024-11-07 | UCOP | 7431218
16 | 2024-11-07 | UCOP | 7431218
17 | 2024-11-07 | UCOP | 7431218
18 | 2024-11-07 | UCOP | 7431218
19 | 2024-11-07 | UCOP | 7431218
20 | 2024-11-07 | UCOP | 7431218
21 | 2024-11-07 | UCOP | 7431218
22 | 2024-11-07 | UCOP | 7431218
23 | 2024-11-07 | UCOP | 7431218
0 | 2024-11-08 | UCOP | 7431218
1 | 2024-11-08 | UCOP | 7431218
2 | 2024-11-08 | UCOP | 7431218
3 | 2024-11-08 | UCOP | 7431218
4 | 2024-11-08 | UCOP | 7431218
5 | 2024-11-08 | UCOP | 7431218
6 | 2024-11-08 | UCOP | 7431218
7 | 2024-11-08 | UCOP | 7431218
8 | 2024-11-08 | UCOP | 7431218
9 | 2024-11-08 | UCOP | 7431218
10 | 2024-11-08 | UCOP | 7431218
11 | 2024-11-08 | UCOP | 7431218
12 | 2024-11-08 | UCOP | 7431218
13 | 2024-11-08 | UCOP | 7431218
14 | 2024-11-08 | UCOP | 7431218
15 | 2024-11-08 | UCOP | 7431218
16 | 2024-11-08 | UCOP | 7431218
17 | 2024-11-08 | UCOP | 7431218
18 | 2024-11-08 | UCOP | 7431218
19 | 2024-11-08 | UCOP | 7431218
20 | 2024-11-08 | UCOP | 7431218
21 | 2024-11-08 | UCOP | 7431218
22 | 2024-11-08 | UCOP | 7431218
23 | 2024-11-08 | UCOP | 7431218
0 | 2024-11-09 | UCOP | 7431218
1 | 2024-11-09 | UCOP | 7431218
2 | 2024-11-09 | UCOP | 7431218
3 | 2024-11-09 | UCOP | 7431218
4 | 2024-11-09 | UCOP | 7431218
5 | 2024-11-09 | UCOP | 7431218
6 | 2024-11-09 | UCOP | 7431218
7 | 2024-11-09 | UCOP | 7431218
8 | 2024-11-09 | UCOP | 7431218
9 | 2024-11-09 | UCOP | 7431218
10 | 2024-11-09 | UCOP | 7431218
11 | 2024-11-09 | UCOP | 7431218
12 | 2024-11-09 | UCOP | 7431218
13 | 2024-11-09 | UCOP | 7431218
14 | 2024-11-09 | UCOP | 7431218
15 | 2024-11-09 | UCOP | 7431218
16 | 2024-11-09 | UCOP | 7431218
17 | 2024-11-09 | UCOP | 7431218
18 | 2024-11-09 | UCOP | 7431218
19 | 2024-11-09 | UCOP | 7431218
20 | 2024-11-09 | UCOP | 7431218
21 | 2024-11-09 | UCOP | 7431218
22 | 2024-11-09 | UCOP | 7431218
23 | 2024-11-09 | UCOP | 7431218
0 | 2024-11-10 | UCOP | 7431218
1 | 2024-11-10 | UCOP | 7431218
2 | 2024-11-10 | UCOP | 7431218
3 | 2024-11-10 | UCOP | 7431218
4 | 2024-11-10 | UCOP | 7431218
5 | 2024-11-10 | UCOP | 7431218
6 | 2024-11-10 | UCOP | 7431218
7 | 2024-11-10 | UCOP | 7431218
8 | 2024-11-10 | UCOP | 7431218
9 | 2024-11-10 | UCOP | 7431218
10 | 2024-11-10 | UCOP | 7431218
11 | 2024-11-10 | UCOP | 7431218
12 | 2024-11-10 | UCOP | 7431218
13 | 2024-11-10 | UCOP | 7431218
14 | 2024-11-10 | UCOP | 7431218
15 | 2024-11-10 | UCOP | 7431218
16 | 2024-11-10 | UCOP | 7431218
17 | 2024-11-10 | UCOP | 7431218
18 | 2024-11-10 | UCOP | 7431218
19 | 2024-11-10 | UCOP | 7431218
20 | 2024-11-10 | UCOP | 7431218
21 | 2024-11-10 | UCOP | 7431218
22 | 2024-11-10 | UCOP | 7431218
23 | 2024-11-10 | UCOP | 7431218
0 | 2024-11-11 | UCOP | 7431218
1 | 2024-11-11 | UCOP | 7431218
2 | 2024-11-11 | UCOP | 7431218
3 | 2024-11-11 | UCOP | 7431218
4 | 2024-11-11 | UCOP | 7431218
5 | 2024-11-11 | UCOP | 7431218
6 | 2024-11-11 | UCOP | 7431218
7 | 2024-11-11 | UCOP | 7431218
8 | 2024-11-11 | UCOP | 7431218
9 | 2024-11-11 | UCOP | 7431218
10 | 2024-11-11 | UCOP | 7431218
11 | 2024-11-11 | UCOP | 7431218
12 | 2024-11-11 | UCOP | 7431218
13 | 2024-11-11 | UCOP | 7431218
14 | 2024-11-11 | UCOP | 7431218
15 | 2024-11-11 | UCOP | 7431218
16 | 2024-11-11 | UCOP | 7431218
17 | 2024-11-11 | UCOP | 7431218
18 | 2024-11-11 | UCOP | 7431218
19 | 2024-11-11 | UCOP | 7431218
20 | 2024-11-11 | UCOP | 7431218
21 | 2024-11-11 | UCOP | 7431218
22 | 2024-11-11 | UCOP | 7431218
23 | 2024-11-11 | UCOP | 7431218
0 | 2024-11-12 | UCOP | 7431218
1 | 2024-11-12 | UCOP | 7431218
2 | 2024-11-12 | UCOP | 7431218
3 | 2024-11-12 | UCOP | 7431218
4 | 2024-11-12 | UCOP | 7431218
5 | 2024-11-12 | UCOP | 7431218
6 | 2024-11-12 | UCOP | 7431218
7 | 2024-11-12 | UCOP | 7431218
8 | 2024-11-12 | UCOP | 7431218
9 | 2024-11-12 | UCOP | 7431218
10 | 2024-11-12 | UCOP | 7431218
11 | 2024-11-12 | UCOP | 7431218
12 | 2024-11-12 | UCOP | 7431218
13 | 2024-11-12 | UCOP | 7431218
14 | 2024-11-12 | UCOP | 7431218
15 | 2024-11-12 | UCOP | 7431218
16 | 2024-11-12 | UCOP | 7431218
17 | 2024-11-12 | UCOP | 7431218
18 | 2024-11-12 | UCOP | 7431218
19 | 2024-11-12 | UCOP | 7431218
20 | 2024-11-12 | UCOP | 7431218
21 | 2024-11-12 | UCOP | 7431218
22 | 2024-11-12 | UCOP | 7431218
23 | 2024-11-12 | UCOP | 7431218
0 | 2024-11-13 | UCOP | 7431218
1 | 2024-11-13 | UCOP | 7431218
2 | 2024-11-13 | UCOP | 7431218
3 | 2024-11-13 | UCOP | 7431218
4 | 2024-11-13 | UCOP | 7431218
5 | 2024-11-13 | UCOP | 7431218
6 | 2024-11-13 | UCOP | 7431218
7 | 2024-11-13 | UCOP | 7431218
8 | 2024-11-13 | UCOP | 7431218
9 | 2024-11-13 | UCOP | 7431218
10 | 2024-11-13 | UCOP | 7431218
11 | 2024-11-13 | UCOP | 7431218
12 | 2024-11-13 | UCOP | 7431218
13 | 2024-11-13 | UCOP | 7431218
14 | 2024-11-13 | UCOP | 7431218
15 | 2024-11-13 | UCOP | 7431218
16 | 2024-11-13 | UCOP | 7431218
17 | 2024-11-13 | UCOP | 7431218
18 | 2024-11-13 | UCOP | 7431218
19 | 2024-11-13 | UCOP | 7431218
20 | 2024-11-13 | UCOP | 7431218
21 | 2024-11-13 | UCOP | 7431218
22 | 2024-11-13 | UCOP | 7431218
23 | 2024-11-13 | UCOP | 7431218
0 | 2024-11-14 | UCOP | 7431218
1 | 2024-11-14 | UCOP | 7431218
2 | 2024-11-14 | UCOP | 7431218
3 | 2024-11-14 | UCOP | 7431218
4 | 2024-11-14 | UCOP | 7431218
5 | 2024-11-14 | UCOP | 7431218
6 | 2024-11-14 | UCOP | 7431218
7 | 2024-11-14 | UCOP | 7431218
8 | 2024-11-14 | UCOP | 7431218
9 | 2024-11-14 | UCOP | 7431218
10 | 2024-11-14 | UCOP | 7431218
11 | 2024-11-14 | UCOP | 7431218
12 | 2024-11-14 | UCOP | 7431218
13 | 2024-11-14 | UCOP | 7431218
14 | 2024-11-14 | UCOP | 7431218
15 | 2024-11-14 | UCOP | 7431218
16 | 2024-11-14 | UCOP | 7431218
17 | 2024-11-14 | UCOP | 7431218
18 | 2024-11-14 | UCOP | 7431218
19 | 2024-11-14 | UCOP | 7431218
20 | 2024-11-14 | UCOP | 7431218
21 | 2024-11-14 | UCOP | 7431218
22 | 2024-11-14 | UCOP | 7431218
23 | 2024-11-14 | UCOP | 7431218
0 | 2024-11-15 | UCOP | 7431218
1 | 2024-11-15 | UCOP | 7431218
2 | 2024-11-15 | UCOP | 7431218
3 | 2024-11-15 | UCOP | 7431218
4 | 2024-11-15 | UCOP | 7431218
5 | 2024-11-15 | UCOP | 7431218
6 | 2024-11-15 | UCOP | 7431218
7 | 2024-11-15 | UCOP | 7431218
8 | 2024-11-15 | UCOP | 7431218
9 | 2024-11-15 | UCOP | 7431218
10 | 2024-11-15 | UCOP | 7431218
11 | 2024-11-15 | UCOP | 7431218
12 | 2024-11-15 | UCOP | 7431218
13 | 2024-11-15 | UCOP | 7431218
14 | 2024-11-15 | UCOP | 7431218
15 | 2024-11-15 | UCOP | 7431218
16 | 2024-11-15 | UCOP | 7431218
17 | 2024-11-15 | UCOP | 7431218
18 | 2024-11-15 | UCOP | 7431218
19 | 2024-11-15 | UCOP | 7431218
20 | 2024-11-15 | UCOP | 7431218
21 | 2024-11-15 | UCOP | 7431218
22 | 2024-11-15 | UCOP | 7431218
23 | 2024-11-15 | UCOP | 7431218
0 | 2024-11-16 | UCOP | 7431218
1 | 2024-11-16 | UCOP | 7431218
2 | 2024-11-16 | UCOP | 7431218
3 | 2024-11-16 | UCOP | 7431218
4 | 2024-11-16 | UCOP | 7431218
5 | 2024-11-16 | UCOP | 7431218
6 | 2024-11-16 | UCOP | 7431218
7 | 2024-11-16 | UCOP | 7431218
8 | 2024-11-16 | UCOP | 7431218
9 | 2024-11-16 | UCOP | 7431218
10 | 2024-11-16 | UCOP | 7431218
11 | 2024-11-16 | UCOP | 7431218
12 | 2024-11-16 | UCOP | 7431218
13 | 2024-11-16 | UCOP | 7431218
14 | 2024-11-16 | UCOP | 7431218
15 | 2024-11-16 | UCOP | 7431218
16 | 2024-11-16 | UCOP | 7431218
17 | 2024-11-16 | UCOP | 7431218
18 | 2024-11-16 | UCOP | 7431218
19 | 2024-11-16 | UCOP | 7431218
20 | 2024-11-16 | UCOP | 7431218
21 | 2024-11-16 | UCOP | 7431218
22 | 2024-11-16 | UCOP | 7431218
23 | 2024-11-16 | UCOP | 7431218
0 | 2024-11-17 | UCOP | 7431218
1 | 2024-11-17 | UCOP | 7431218
2 | 2024-11-17 | UCOP | 7431218
3 | 2024-11-17 | UCOP | 7431218
4 | 2024-11-17 | UCOP | 7431218
5 | 2024-11-17 | UCOP | 7431218
6 | 2024-11-17 | UCOP | 7431218
7 | 2024-11-17 | UCOP | 7431218
8 | 2024-11-17 | UCOP | 7431218
9 | 2024-11-17 | UCOP | 7431218
10 | 2024-11-17 | UCOP | 7431218
11 | 2024-11-17 | UCOP | 7431218
12 | 2024-11-17 | UCOP | 7431218
13 | 2024-11-17 | UCOP | 7431218
14 | 2024-11-17 | UCOP | 7431218
15 | 2024-11-17 | UCOP | 7431218
16 | 2024-11-17 | UCOP | 7431218
17 | 2024-11-17 | UCOP | 7431218
18 | 2024-11-17 | UCOP | 7431218
19 | 2024-11-17 | UCOP | 7431218
20 | 2024-11-17 | UCOP | 7431218
21 | 2024-11-17 | UCOP | 7431218
22 | 2024-11-17 | UCOP | 7431218
23 | 2024-11-17 | UCOP | 7431218
0 | 2024-11-18 | UCOP | 7431218
1 | 2024-11-18 | UCOP | 7431218
2 | 2024-11-18 | UCOP | 7431218
3 | 2024-11-18 | UCOP | 7431218
4 | 2024-11-18 | UCOP | 7431218
5 | 2024-11-18 | UCOP | 7431218
6 | 2024-11-18 | UCOP | 7431218
7 | 2024-11-18 | UCOP | 7431218
8 | 2024-11-18 | UCOP | 7431218
9 | 2024-11-18 | UCOP | 7431218
10 | 2024-11-18 | UCOP | 7431218
11 | 2024-11-18 | UCOP | 7431218
12 | 2024-11-18 | UCOP | 7431218
13 | 2024-11-18 | UCOP | 7431218
14 | 2024-11-18 | UCOP | 7431218
15 | 2024-11-18 | UCOP | 7431218
16 | 2024-11-18 | UCOP | 7431218
17 | 2024-11-18 | UCOP | 7431218
18 | 2024-11-18 | UCOP | 7431218
19 | 2024-11-18 | UCOP | 7431218
20 | 2024-11-18 | UCOP | 7431218
21 | 2024-11-18 | UCOP | 7431218
22 | 2024-11-18 | UCOP | 7431218
23 | 2024-11-18 | UCOP | 7431218
0 | 2024-11-19 | UCOP | 7431218
1 | 2024-11-19 | UCOP | 7431218
2 | 2024-11-19 | UCOP | 7431218
3 | 2024-11-19 | UCOP | 7431218
4 | 2024-11-19 | UCOP | 7431218
5 | 2024-11-19 | UCOP | 7431218
6 | 2024-11-19 | UCOP | 7431218
7 | 2024-11-19 | UCOP | 7431218
8 | 2024-11-19 | UCOP | 7431218
9 | 2024-11-19 | UCOP | 7431218
10 | 2024-11-19 | UCOP | 7431218
11 | 2024-11-19 | UCOP | 7431218
12 | 2024-11-19 | UCOP | 7431218
13 | 2024-11-19 | UCOP | 7431218
14 | 2024-11-19 | UCOP | 7431218
15 | 2024-11-19 | UCOP | 7431218
16 | 2024-11-19 | UCOP | 7431218
17 | 2024-11-19 | UCOP | 7431218
18 | 2024-11-19 | UCOP | 7431218
19 | 2024-11-19 | UCOP | 7431218
20 | 2024-11-19 | UCOP | 7431218
21 | 2024-11-19 | UCOP | 7431218
22 | 2024-11-19 | UCOP | 7431218
23 | 2024-11-19 | UCOP | 7431218
0 | 2024-11-20 | UCOP | 7431218
1 | 2024-11-20 | UCOP | 7431218
2 | 2024-11-20 | UCOP | 7431218
3 | 2024-11-20 | UCOP | 7431218
4 | 2024-11-20 | UCOP | 7431218
5 | 2024-11-20 | UCOP | 7431218
6 | 2024-11-20 | UCOP | 7431218
7 | 2024-11-20 | UCOP | 7431218
8 | 2024-11-20 | UCOP | 7431218
9 | 2024-11-20 | UCOP | 7431218
10 | 2024-11-20 | UCOP | 7431218
11 | 2024-11-20 | UCOP | 7431218
12 | 2024-11-20 | UCOP | 7431218
13 | 2024-11-20 | UCOP | 7431218
14 | 2024-11-20 | UCOP | 7431218
15 | 2024-11-20 | UCOP | 7431218
16 | 2024-11-20 | UCOP | 7431218
17 | 2024-11-20 | UCOP | 7431218
18 | 2024-11-20 | UCOP | 7431218
19 | 2024-11-20 | UCOP | 7431218
20 | 2024-11-20 | UCOP | 7431218
21 | 2024-11-20 | UCOP | 7431218
22 | 2024-11-20 | UCOP | 7431218
23 | 2024-11-20 | UCOP | 7431218
0 | 2024-11-21 | UCOP | 7431218
1 | 2024-11-21 | UCOP | 7431218
2 | 2024-11-21 | UCOP | 7431218
3 | 2024-11-21 | UCOP | 7431218
4 | 2024-11-21 | UCOP | 7431218
5 | 2024-11-21 | UCOP | 7431218
6 | 2024-11-21 | UCOP | 7431218
7 | 2024-11-21 | UCOP | 7431218
8 | 2024-11-21 | UCOP | 7431218
9 | 2024-11-21 | UCOP | 7431218
10 | 2024-11-21 | UCOP | 7431218
11 | 2024-11-21 | UCOP | 7431218
12 | 2024-11-21 | UCOP | 7431218
13 | 2024-11-21 | UCOP | 7431218
14 | 2024-11-21 | UCOP | 7431218
15 | 2024-11-21 | UCOP | 7431218
16 | 2024-11-21 | UCOP | 7431218
17 | 2024-11-21 | UCOP | 7431218
18 | 2024-11-21 | UCOP | 7431218
19 | 2024-11-21 | UCOP | 7431218
20 | 2024-11-21 | UCOP | 7431218
21 | 2024-11-21 | UCOP | 7431218
22 | 2024-11-21 | UCOP | 7431218
23 | 2024-11-21 | UCOP | 7431218
0 | 2024-11-22 | UCOP | 7431218
1 | 2024-11-22 | UCOP | 7431218
2 | 2024-11-22 | UCOP | 7431218
3 | 2024-11-22 | UCOP | 7431218
4 | 2024-11-22 | UCOP | 7431218
5 | 2024-11-22 | UCOP | 7431218
6 | 2024-11-22 | UCOP | 7431218
7 | 2024-11-22 | UCOP | 7431218
8 | 2024-11-22 | UCOP | 7431218
9 | 2024-11-22 | UCOP | 7431218
10 | 2024-11-22 | UCOP | 7431218
11 | 2024-11-22 | UCOP | 7431218
12 | 2024-11-22 | UCOP | 7431218
13 | 2024-11-22 | UCOP | 7431218
14 | 2024-11-22 | UCOP | 7431218
15 | 2024-11-22 | UCOP | 7431218
16 | 2024-11-22 | UCOP | 7431218
17 | 2024-11-22 | UCOP | 7431218
18 | 2024-11-22 | UCOP | 7431218
19 | 2024-11-22 | UCOP | 7431218
20 | 2024-11-22 | UCOP | 7431218
21 | 2024-11-22 | UCOP | 7431218
22 | 2024-11-22 | UCOP | 7431218
23 | 2024-11-22 | UCOP | 7431218
0 | 2024-11-23 | UCOP | 7431218
1 | 2024-11-23 | UCOP | 7431218
2 | 2024-11-23 | UCOP | 7431218
3 | 2024-11-23 | UCOP | 7431218
4 | 2024-11-23 | UCOP | 7431218
5 | 2024-11-23 | UCOP | 7431218
6 | 2024-11-23 | UCOP | 7431218
7 | 2024-11-23 | UCOP | 7431218
8 | 2024-11-23 | UCOP | 7431218
9 | 2024-11-23 | UCOP | 7431218
10 | 2024-11-23 | UCOP | 7431218
11 | 2024-11-23 | UCOP | 7431218
12 | 2024-11-23 | UCOP | 7431218
13 | 2024-11-23 | UCOP | 7431218
14 | 2024-11-23 | UCOP | 7431218
15 | 2024-11-23 | UCOP | 7431218
16 | 2024-11-23 | UCOP | 7431218
17 | 2024-11-23 | UCOP | 7431218
18 | 2024-11-23 | UCOP | 7431218
19 | 2024-11-23 | UCOP | 7431218
20 | 2024-11-23 | UCOP | 7431218
21 | 2024-11-23 | UCOP | 7431218
22 | 2024-11-23 | UCOP | 7431218
23 | 2024-11-23 | UCOP | 7431218
0 | 2024-11-24 | UCOP | 7431218
1 | 2024-11-24 | UCOP | 7431218
2 | 2024-11-24 | UCOP | 7431218
3 | 2024-11-24 | UCOP | 7431218
4 | 2024-11-24 | UCOP | 7431218
5 | 2024-11-24 | UCOP | 7431218
6 | 2024-11-24 | UCOP | 7431218
7 | 2024-11-24 | UCOP | 7431218
8 | 2024-11-24 | UCOP | 7431218
9 | 2024-11-24 | UCOP | 7431218
10 | 2024-11-24 | UCOP | 7431218
11 | 2024-11-24 | UCOP | 7431218
12 | 2024-11-24 | UCOP | 7431218
13 | 2024-11-24 | UCOP | 7431218
14 | 2024-11-24 | UCOP | 7431218
15 | 2024-11-24 | UCOP | 7431218
16 | 2024-11-24 | UCOP | 7431218
17 | 2024-11-24 | UCOP | 7431218
18 | 2024-11-24 | UCOP | 7431218
19 | 2024-11-24 | UCOP | 7431218
20 | 2024-11-24 | UCOP | 7431218
21 | 2024-11-24 | UCOP | 7431218
22 | 2024-11-24 | UCOP | 7431218
23 | 2024-11-24 | UCOP | 7431218
0 | 2024-11-25 | UCOP | 7431218
1 | 2024-11-25 | UCOP | 7431218
2 | 2024-11-25 | UCOP | 7431218
3 | 2024-11-25 | UCOP | 7431218
4 | 2024-11-25 | UCOP | 7431218
5 | 2024-11-25 | UCOP | 7431218
6 | 2024-11-25 | UCOP | 7431218
7 | 2024-11-25 | UCOP | 7431218
8 | 2024-11-25 | UCOP | 7431218
9 | 2024-11-25 | UCOP | 7431218
10 | 2024-11-25 | UCOP | 7431218
11 | 2024-11-25 | UCOP | 7431218
12 | 2024-11-25 | UCOP | 7431218
13 | 2024-11-25 | UCOP | 7431218
14 | 2024-11-25 | UCOP | 7431218
15 | 2024-11-25 | UCOP | 7431218
16 | 2024-11-25 | UCOP | 7431218
17 | 2024-11-25 | UCOP | 7431218
18 | 2024-11-25 | UCOP | 7431218
19 | 2024-11-25 | UCOP | 7431218
20 | 2024-11-25 | UCOP | 7431218
21 | 2024-11-25 | UCOP | 7431218
22 | 2024-11-25 | UCOP | 7431218
23 | 2024-11-25 | UCOP | 7431218
0 | 2024-11-26 | UCOP | 7431218
1 | 2024-11-26 | UCOP | 7431218
2 | 2024-11-26 | UCOP | 7431218
3 | 2024-11-26 | UCOP | 7431218
4 | 2024-11-26 | UCOP | 7431218
5 | 2024-11-26 | UCOP | 7431218
6 | 2024-11-26 | UCOP | 7431218
7 | 2024-11-26 | UCOP | 7431218
8 | 2024-11-26 | UCOP | 7431218
9 | 2024-11-26 | UCOP | 7431218
10 | 2024-11-26 | UCOP | 7431218
11 | 2024-11-26 | UCOP | 7431218
12 | 2024-11-26 | UCOP | 7431218
13 | 2024-11-26 | UCOP | 7431218
14 | 2024-11-26 | UCOP | 7431218
15 | 2024-11-26 | UCOP | 7431218
16 | 2024-11-26 | UCOP | 7431218
17 | 2024-11-26 | UCOP | 7431218
18 | 2024-11-26 | UCOP | 7431218
19 | 2024-11-26 | UCOP | 7431218
20 | 2024-11-26 | UCOP | 7431218
21 | 2024-11-26 | UCOP | 7431218
22 | 2024-11-26 | UCOP | 7431218
23 | 2024-11-26 | UCOP | 7431218
0 | 2024-11-27 | UCOP | 7431218
1 | 2024-11-27 | UCOP | 7431218
2 | 2024-11-27 | UCOP | 7431218
3 | 2024-11-27 | UCOP | 7431218
4 | 2024-11-27 | UCOP | 7431218
5 | 2024-11-27 | UCOP | 7431218
6 | 2024-11-27 | UCOP | 7431218
7 | 2024-11-27 | UCOP | 7431218
8 | 2024-11-27 | UCOP | 7431218
9 | 2024-11-27 | UCOP | 7431218
10 | 2024-11-27 | UCOP | 7431218
11 | 2024-11-27 | UCOP | 7431218
12 | 2024-11-27 | UCOP | 7431218
13 | 2024-11-27 | UCOP | 7431218
14 | 2024-11-27 | UCOP | 7431218
15 | 2024-11-27 | UCOP | 7431218
16 | 2024-11-27 | UCOP | 7431218
17 | 2024-11-27 | UCOP | 7431218
18 | 2024-11-27 | UCOP | 7431218
19 | 2024-11-27 | UCOP | 7431218
20 | 2024-11-27 | UCOP | 7431218
21 | 2024-11-27 | UCOP | 7431218
22 | 2024-11-27 | UCOP | 7431218
23 | 2024-11-27 | UCOP | 7431218
0 | 2024-11-28 | UCOP | 7431218
1 | 2024-11-28 | UCOP | 7431218
2 | 2024-11-28 | UCOP | 7431218
3 | 2024-11-28 | UCOP | 7431218
4 | 2024-11-28 | UCOP | 7431218
5 | 2024-11-28 | UCOP | 7431218
6 | 2024-11-28 | UCOP | 7431218
7 | 2024-11-28 | UCOP | 7431218
8 | 2024-11-28 | UCOP | 7431218
9 | 2024-11-28 | UCOP | 7431218
10 | 2024-11-28 | UCOP | 7431218
11 | 2024-11-28 | UCOP | 7431218
12 | 2024-11-28 | UCOP | 7431218
13 | 2024-11-28 | UCOP | 7431218
14 | 2024-11-28 | UCOP | 7431218
15 | 2024-11-28 | UCOP | 7431218
16 | 2024-11-28 | UCOP | 7431218
17 | 2024-11-28 | UCOP | 7431218
18 | 2024-11-28 | UCOP | 7431218
19 | 2024-11-28 | UCOP | 7431218
20 | 2024-11-28 | UCOP | 7431218
21 | 2024-11-28 | UCOP | 7431218
22 | 2024-11-28 | UCOP | 7431218
23 | 2024-11-28 | UCOP | 7431218
0 | 2024-11-29 | UCOP | 7431218
1 | 2024-11-29 | UCOP | 7431218
2 | 2024-11-29 | UCOP | 7431218
3 | 2024-11-29 | UCOP | 7431218
4 | 2024-11-29 | UCOP | 7431218
5 | 2024-11-29 | UCOP | 7431218
6 | 2024-11-29 | UCOP | 7431218
7 | 2024-11-29 | UCOP | 7431218
8 | 2024-11-29 | UCOP | 7431218
9 | 2024-11-29 | UCOP | 7431218
10 | 2024-11-29 | UCOP | 7431218
11 | 2024-11-29 | UCOP | 7431218
12 | 2024-11-29 | UCOP | 7431218
13 | 2024-11-29 | UCOP | 7431218
14 | 2024-11-29 | UCOP | 7431218
15 | 2024-11-29 | UCOP | 7431218
16 | 2024-11-29 | UCOP | 7431218
17 | 2024-11-29 | UCOP | 7431218
18 | 2024-11-29 | UCOP | 7431218
19 | 2024-11-29 | UCOP | 7431218
20 | 2024-11-29 | UCOP | 7431218
21 | 2024-11-29 | UCOP | 7431218
22 | 2024-11-29 | UCOP | 7431218
23 | 2024-11-29 | UCOP | 7431218
0 | 2024-11-30 | UCOP | 7431218
1 | 2024-11-30 | UCOP | 7431218
2 | 2024-11-30 | UCOP | 7431218
3 | 2024-11-30 | UCOP | 7431218
4 | 2024-11-30 | UCOP | 7431218
5 | 2024-11-30 | UCOP | 7431218
6 | 2024-11-30 | UCOP | 7431218
7 | 2024-11-30 | UCOP | 7431218
8 | 2024-11-30 | UCOP | 7431218
9 | 2024-11-30 | UCOP | 7431218
10 | 2024-11-30 | UCOP | 7431218
11 | 2024-11-30 | UCOP | 7431218
12 | 2024-11-30 | UCOP | 7431218
13 | 2024-11-30 | UCOP | 7431218
14 | 2024-11-30 | UCOP | 7431218
15 | 2024-11-30 | UCOP | 7431218
16 | 2024-11-30 | UCOP | 7431218
17 | 2024-11-30 | UCOP | 7431218
18 | 2024-11-30 | UCOP | 7431218
19 | 2024-11-30 | UCOP | 7431218
20 | 2024-11-30 | UCOP | 7431218
21 | 2024-11-30 | UCOP | 7431218
22 | 2024-11-30 | UCOP | 7431218
23 | 2024-11-30 | UCOP | 7431218
0 | 2024-12-01 | UCOP | 7431218
1 | 2024-12-01 | UCOP | 7431218
2 | 2024-12-01 | UCOP | 7431218
3 | 2024-12-01 | UCOP | 7431218
4 | 2024-12-01 | UCOP | 7431218
5 | 2024-12-01 | UCOP | 7431218
6 | 2024-12-01 | UCOP | 7431218
7 | 2024-12-01 | UCOP | 7431218
8 | 2024-12-01 | UCOP | 7431218
9 | 2024-12-01 | UCOP | 7431218
10 | 2024-12-01 | UCOP | 7431218
11 | 2024-12-01 | UCOP | 7431218
12 | 2024-12-01 | UCOP | 7431218
13 | 2024-12-01 | UCOP | 7431218
14 | 2024-12-01 | UCOP | 7431218
15 | 2024-12-01 | UCOP | 7431218
16 | 2024-12-01 | UCOP | 7431218
17 | 2024-12-01 | UCOP | 7431218
18 | 2024-12-01 | UCOP | 7431218
19 | 2024-12-01 | UCOP | 7431218
20 | 2024-12-01 | UCOP | 7431218
21 | 2024-12-01 | UCOP | 7431218
22 | 2024-12-01 | UCOP | 7431218
23 | 2024-12-01 | UCOP | 7431218
0 | 2024-12-02 | UCOP | 7431218
1 | 2024-12-02 | UCOP | 7431218
2 | 2024-12-02 | UCOP | 7431218
3 | 2024-12-02 | UCOP | 7431218
4 | 2024-12-02 | UCOP | 7431218
5 | 2024-12-02 | UCOP | 7431218
6 | 2024-12-02 | UCOP | 7431218
7 | 2024-12-02 | UCOP | 7431218
8 | 2024-12-02 | UCOP | 7431218
9 | 2024-12-02 | UCOP | 7431218
10 | 2024-12-02 | UCOP | 7431218
11 | 2024-12-02 | UCOP | 7431218
12 | 2024-12-02 | UCOP | 7431218
13 | 2024-12-02 | UCOP | 7431218
14 | 2024-12-02 | UCOP | 7431218
15 | 2024-12-02 | UCOP | 7431218
16 | 2024-12-02 | UCOP | 7431218
17 | 2024-12-02 | UCOP | 7431218
18 | 2024-12-02 | UCOP | 7431218
19 | 2024-12-02 | UCOP | 7431218
20 | 2024-12-02 | UCOP | 7431218
21 | 2024-12-02 | UCOP | 7431218
22 | 2024-12-02 | UCOP | 7431218
23 | 2024-12-02 | UCOP | 7431218
0 | 2024-12-03 | UCOP | 7431218
1 | 2024-12-03 | UCOP | 7431218
2 | 2024-12-03 | UCOP | 7431218
3 | 2024-12-03 | UCOP | 7431218
4 | 2024-12-03 | UCOP | 7431218
5 | 2024-12-03 | UCOP | 7431218
6 | 2024-12-03 | UCOP | 7431218
7 | 2024-12-03 | UCOP | 7431218
8 | 2024-12-03 | UCOP | 7431218
9 | 2024-12-03 | UCOP | 7431218
10 | 2024-12-03 | UCOP | 7431218
11 | 2024-12-03 | UCOP | 7431218
12 | 2024-12-03 | UCOP | 7431218
13 | 2024-12-03 | UCOP | 7431218
14 | 2024-12-03 | UCOP | 7431218
15 | 2024-12-03 | UCOP | 7431218
16 | 2024-12-03 | UCOP | 7431218
17 | 2024-12-03 | UCOP | 7431218
18 | 2024-12-03 | UCOP | 7431218
19 | 2024-12-03 | UCOP | 7431218
20 | 2024-12-03 | UCOP | 7431218
21 | 2024-12-03 | UCOP | 7431218
22 | 2024-12-03 | UCOP | 7431218
23 | 2024-12-03 | UCOP | 7431218
0 | 2024-12-04 | UCOP | 7431218
1 | 2024-12-04 | UCOP | 7431218
2 | 2024-12-04 | UCOP | 7431218
3 | 2024-12-04 | UCOP | 7431218
4 | 2024-12-04 | UCOP | 7431218
5 | 2024-12-04 | UCOP | 7431218
6 | 2024-12-04 | UCOP | 7431218
7 | 2024-12-04 | UCOP | 7431218
8 | 2024-12-04 | UCOP | 7431218
9 | 2024-12-04 | UCOP | 7431218
10 | 2024-12-04 | UCOP | 7431218
11 | 2024-12-04 | UCOP | 7431218
12 | 2024-12-04 | UCOP | 7431218
13 | 2024-12-04 | UCOP | 7431218
14 | 2024-12-04 | UCOP | 7431218
15 | 2024-12-04 | UCOP | 7431218
16 | 2024-12-04 | UCOP | 7431218
17 | 2024-12-04 | UCOP | 7431218
18 | 2024-12-04 | UCOP | 7431218
19 | 2024-12-04 | UCOP | 7431218
20 | 2024-12-04 | UCOP | 7431218
21 | 2024-12-04 | UCOP | 7431218
22 | 2024-12-04 | UCOP | 7431218
23 | 2024-12-04 | UCOP | 7431218
0 | 2024-12-05 | UCOP | 7431218
1 | 2024-12-05 | UCOP | 7431218
2 | 2024-12-05 | UCOP | 7431218
3 | 2024-12-05 | UCOP | 7431218
4 | 2024-12-05 | UCOP | 7431218
5 | 2024-12-05 | UCOP | 7431218
6 | 2024-12-05 | UCOP | 7431218
7 | 2024-12-05 | UCOP | 7431218
8 | 2024-12-05 | UCOP | 7431218
9 | 2024-12-05 | UCOP | 7431218
10 | 2024-12-05 | UCOP | 7431218
11 | 2024-12-05 | UCOP | 7431218
12 | 2024-12-05 | UCOP | 7431218
13 | 2024-12-05 | UCOP | 7431218
14 | 2024-12-05 | UCOP | 7431218
15 | 2024-12-05 | UCOP | 7431218
16 | 2024-12-05 | UCOP | 7431218
17 | 2024-12-05 | UCOP | 7431218
18 | 2024-12-05 | UCOP | 7431218
19 | 2024-12-05 | UCOP | 7431218
20 | 2024-12-05 | UCOP | 7431218
21 | 2024-12-05 | UCOP | 7431218
22 | 2024-12-05 | UCOP | 7431218
23 | 2024-12-05 | UCOP | 7431218
0 | 2024-12-06 | UCOP | 7431218
1 | 2024-12-06 | UCOP | 7431218
2 | 2024-12-06 | UCOP | 7431218
3 | 2024-12-06 | UCOP | 7431218
4 | 2024-12-06 | UCOP | 7431218
5 | 2024-12-06 | UCOP | 7431218
6 | 2024-12-06 | UCOP | 7431218
7 | 2024-12-06 | UCOP | 7431218
8 | 2024-12-06 | UCOP | 7431218
9 | 2024-12-06 | UCOP | 7431218
10 | 2024-12-06 | UCOP | 7431218
11 | 2024-12-06 | UCOP | 7431218
12 | 2024-12-06 | UCOP | 7431218
13 | 2024-12-06 | UCOP | 7431218
14 | 2024-12-06 | UCOP | 7431218
15 | 2024-12-06 | UCOP | 7431218
16 | 2024-12-06 | UCOP | 7431218
17 | 2024-12-06 | UCOP | 7431218
18 | 2024-12-06 | UCOP | 7431218
19 | 2024-12-06 | UCOP | 7431218
20 | 2024-12-06 | UCOP | 7431218
21 | 2024-12-06 | UCOP | 7431218
22 | 2024-12-06 | UCOP | 7431218
23 | 2024-12-06 | UCOP | 7431218
0 | 2024-12-07 | UCOP | 7431218
1 | 2024-12-07 | UCOP | 7431218
2 | 2024-12-07 | UCOP | 7431218
3 | 2024-12-07 | UCOP | 7431218
4 | 2024-12-07 | UCOP | 7431218
5 | 2024-12-07 | UCOP | 7431218
6 | 2024-12-07 | UCOP | 7431218
7 | 2024-12-07 | UCOP | 7431218
8 | 2024-12-07 | UCOP | 7431218
9 | 2024-12-07 | UCOP | 7431218
10 | 2024-12-07 | UCOP | 7431218
11 | 2024-12-07 | UCOP | 7431218
12 | 2024-12-07 | UCOP | 7431218
13 | 2024-12-07 | UCOP | 7431218
14 | 2024-12-07 | UCOP | 7431218
15 | 2024-12-07 | UCOP | 7431218
16 | 2024-12-07 | UCOP | 7431218
17 | 2024-12-07 | UCOP | 7431218
18 | 2024-12-07 | UCOP | 7431218
19 | 2024-12-07 | UCOP | 7431218
20 | 2024-12-07 | UCOP | 7431218
21 | 2024-12-07 | UCOP | 7431218
22 | 2024-12-07 | UCOP | 7431218
23 | 2024-12-07 | UCOP | 7431218
0 | 2024-12-08 | UCOP | 7431218
1 | 2024-12-08 | UCOP | 7431218
2 | 2024-12-08 | UCOP | 7431218
3 | 2024-12-08 | UCOP | 7431218
4 | 2024-12-08 | UCOP | 7431218
5 | 2024-12-08 | UCOP | 7431218
6 | 2024-12-08 | UCOP | 7431218
7 | 2024-12-08 | UCOP | 7431218
8 | 2024-12-08 | UCOP | 7431218
9 | 2024-12-08 | UCOP | 7431218
10 | 2024-12-08 | UCOP | 7431218
11 | 2024-12-08 | UCOP | 7431218
12 | 2024-12-08 | UCOP | 7431218
13 | 2024-12-08 | UCOP | 7431218
14 | 2024-12-08 | UCOP | 7431218
15 | 2024-12-08 | UCOP | 7431218
16 | 2024-12-08 | UCOP | 7431218
17 | 2024-12-08 | UCOP | 7431218
18 | 2024-12-08 | UCOP | 7431218
19 | 2024-12-08 | UCOP | 7431218
20 | 2024-12-08 | UCOP | 7431218
21 | 2024-12-08 | UCOP | 7431218
22 | 2024-12-08 | UCOP | 7431218
23 | 2024-12-08 | UCOP | 7431218
0 | 2024-12-09 | UCOP | 7431218
1 | 2024-12-09 | UCOP | 7431218
2 | 2024-12-09 | UCOP | 7431218
3 | 2024-12-09 | UCOP | 7431218
4 | 2024-12-09 | UCOP | 7431218
5 | 2024-12-09 | UCOP | 7431218
6 | 2024-12-09 | UCOP | 7431218
7 | 2024-12-09 | UCOP | 7431218
8 | 2024-12-09 | UCOP | 7431218
9 | 2024-12-09 | UCOP | 7431218
10 | 2024-12-09 | UCOP | 7431218
11 | 2024-12-09 | UCOP | 7431218
12 | 2024-12-09 | UCOP | 7431218
13 | 2024-12-09 | UCOP | 7431218
14 | 2024-12-09 | UCOP | 7431218
15 | 2024-12-09 | UCOP | 7431218
16 | 2024-12-09 | UCOP | 7431218
17 | 2024-12-09 | UCOP | 7431218
18 | 2024-12-09 | UCOP | 7431218
19 | 2024-12-09 | UCOP | 7431218
20 | 2024-12-09 | UCOP | 7431218
21 | 2024-12-09 | UCOP | 7431218
22 | 2024-12-09 | UCOP | 7431218
23 | 2024-12-09 | UCOP | 7431218
0 | 2024-12-10 | UCOP | 7431218
1 | 2024-12-10 | UCOP | 7431218
2 | 2024-12-10 | UCOP | 7431218
3 | 2024-12-10 | UCOP | 7431218
4 | 2024-12-10 | UCOP | 7431218
5 | 2024-12-10 | UCOP | 7431218
6 | 2024-12-10 | UCOP | 7431218
7 | 2024-12-10 | UCOP | 7431218
8 | 2024-12-10 | UCOP | 7431218
9 | 2024-12-10 | UCOP | 7431218
10 | 2024-12-10 | UCOP | 7431218
11 | 2024-12-10 | UCOP | 7431218
12 | 2024-12-10 | UCOP | 7431218
13 | 2024-12-10 | UCOP | 7431218
14 | 2024-12-10 | UCOP | 7431218
15 | 2024-12-10 | UCOP | 7431218
16 | 2024-12-10 | UCOP | 7431218
17 | 2024-12-10 | UCOP | 7431218
18 | 2024-12-10 | UCOP | 7431218
19 | 2024-12-10 | UCOP | 7431218
20 | 2024-12-10 | UCOP | 7431218
21 | 2024-12-10 | UCOP | 7431218
22 | 2024-12-10 | UCOP | 7431218
23 | 2024-12-10 | UCOP | 7431218
0 | 2024-12-11 | UCOP | 7431218
1 | 2024-12-11 | UCOP | 7431218
2 | 2024-12-11 | UCOP | 7431218
3 | 2024-12-11 | UCOP | 7431218
4 | 2024-12-11 | UCOP | 7431218
5 | 2024-12-11 | UCOP | 7431218
6 | 2024-12-11 | UCOP | 7431218
7 | 2024-12-11 | UCOP | 7431218
8 | 2024-12-11 | UCOP | 7431218
9 | 2024-12-11 | UCOP | 7431218
10 | 2024-12-11 | UCOP | 7431218
11 | 2024-12-11 | UCOP | 7431218
12 | 2024-12-11 | UCOP | 7431218
13 | 2024-12-11 | UCOP | 7431218
14 | 2024-12-11 | UCOP | 7431218
15 | 2024-12-11 | UCOP | 7431218
16 | 2024-12-11 | UCOP | 7431218
17 | 2024-12-11 | UCOP | 7431218
18 | 2024-12-11 | UCOP | 7431218
19 | 2024-12-11 | UCOP | 7431218
20 | 2024-12-11 | UCOP | 7431218
21 | 2024-12-11 | UCOP | 7431218
22 | 2024-12-11 | UCOP | 7431218
23 | 2024-12-11 | UCOP | 7431218
0 | 2024-12-12 | UCOP | 7431218
1 | 2024-12-12 | UCOP | 7431218
2 | 2024-12-12 | UCOP | 7431218
3 | 2024-12-12 | UCOP | 7431218
4 | 2024-12-12 | UCOP | 7431218
5 | 2024-12-12 | UCOP | 7431218
6 | 2024-12-12 | UCOP | 7431218
7 | 2024-12-12 | UCOP | 7431218
8 | 2024-12-12 | UCOP | 7431218
9 | 2024-12-12 | UCOP | 7431218
10 | 2024-12-12 | UCOP | 7431218
11 | 2024-12-12 | UCOP | 7431218
12 | 2024-12-12 | UCOP | 7431218
13 | 2024-12-12 | UCOP | 7431218
14 | 2024-12-12 | UCOP | 7431218
15 | 2024-12-12 | UCOP | 7431218
16 | 2024-12-12 | UCOP | 7431218
17 | 2024-12-12 | UCOP | 7431218
18 | 2024-12-12 | UCOP | 7431218
19 | 2024-12-12 | UCOP | 7431218
20 | 2024-12-12 | UCOP | 7431218
21 | 2024-12-12 | UCOP | 7431218
22 | 2024-12-12 | UCOP | 7431218
23 | 2024-12-12 | UCOP | 7431218
0 | 2024-12-13 | UCOP | 7431218
1 | 2024-12-13 | UCOP | 7431218
2 | 2024-12-13 | UCOP | 7431218
3 | 2024-12-13 | UCOP | 7431218
4 | 2024-12-13 | UCOP | 7431218
5 | 2024-12-13 | UCOP | 7431218
6 | 2024-12-13 | UCOP | 7431218
7 | 2024-12-13 | UCOP | 7431218
8 | 2024-12-13 | UCOP | 7431218
9 | 2024-12-13 | UCOP | 7431218
10 | 2024-12-13 | UCOP | 7431218
11 | 2024-12-13 | UCOP | 7431218
12 | 2024-12-13 | UCOP | 7431218
13 | 2024-12-13 | UCOP | 7431218
14 | 2024-12-13 | UCOP | 7431218
15 | 2024-12-13 | UCOP | 7431218
16 | 2024-12-13 | UCOP | 7431218
17 | 2024-12-13 | UCOP | 7431218
18 | 2024-12-13 | UCOP | 7431218
19 | 2024-12-13 | UCOP | 7431218
20 | 2024-12-13 | UCOP | 7431218
21 | 2024-12-13 | UCOP | 7431218
22 | 2024-12-13 | UCOP | 7431218
23 | 2024-12-13 | UCOP | 7431218
0 | 2024-12-14 | UCOP | 7431218
1 | 2024-12-14 | UCOP | 7431218
2 | 2024-12-14 | UCOP | 7431218
3 | 2024-12-14 | UCOP | 7431218
4 | 2024-12-14 | UCOP | 7431218
5 | 2024-12-14 | UCOP | 7431218
6 | 2024-12-14 | UCOP | 7431218
7 | 2024-12-14 | UCOP | 7431218
8 | 2024-12-14 | UCOP | 7431218
9 | 2024-12-14 | UCOP | 7431218
10 | 2024-12-14 | UCOP | 7431218
11 | 2024-12-14 | UCOP | 7431218
12 | 2024-12-14 | UCOP | 7431218
13 | 2024-12-14 | UCOP | 7431218
14 | 2024-12-14 | UCOP | 7431218
15 | 2024-12-14 | UCOP | 7431218
16 | 2024-12-14 | UCOP | 7431218
17 | 2024-12-14 | UCOP | 7431218
18 | 2024-12-14 | UCOP | 7431218
19 | 2024-12-14 | UCOP | 7431218
20 | 2024-12-14 | UCOP | 7431218
21 | 2024-12-14 | UCOP | 7431218
22 | 2024-12-14 | UCOP | 7431218
23 | 2024-12-14 | UCOP | 7431218
0 | 2024-12-15 | UCOP | 7431218
1 | 2024-12-15 | UCOP | 7431218
2 | 2024-12-15 | UCOP | 7431218
3 | 2024-12-15 | UCOP | 7431218
4 | 2024-12-15 | UCOP | 7431218
5 | 2024-12-15 | UCOP | 7431218
6 | 2024-12-15 | UCOP | 7431218
7 | 2024-12-15 | UCOP | 7431218
8 | 2024-12-15 | UCOP | 7431218
9 | 2024-12-15 | UCOP | 7431218
10 | 2024-12-15 | UCOP | 7431218
11 | 2024-12-15 | UCOP | 7431218
12 | 2024-12-15 | UCOP | 7431218
13 | 2024-12-15 | UCOP | 7431218
14 | 2024-12-15 | UCOP | 7431218
15 | 2024-12-15 | UCOP | 7431218
16 | 2024-12-15 | UCOP | 7431218
17 | 2024-12-15 | UCOP | 7431218
18 | 2024-12-15 | UCOP | 7431218
19 | 2024-12-15 | UCOP | 7431218
20 | 2024-12-15 | UCOP | 7431218
21 | 2024-12-15 | UCOP | 7431218
22 | 2024-12-15 | UCOP | 7431218
23 | 2024-12-15 | UCOP | 7431218
0 | 2024-12-16 | UCOP | 7431218
1 | 2024-12-16 | UCOP | 7431218
2 | 2024-12-16 | UCOP | 7431218
3 | 2024-12-16 | UCOP | 7431218
4 | 2024-12-16 | UCOP | 7431218
5 | 2024-12-16 | UCOP | 7431218
6 | 2024-12-16 | UCOP | 7431218
7 | 2024-12-16 | UCOP | 7431218
8 | 2024-12-16 | UCOP | 7431218
9 | 2024-12-16 | UCOP | 7431218
10 | 2024-12-16 | UCOP | 7431218
11 | 2024-12-16 | UCOP | 7431218
12 | 2024-12-16 | UCOP | 7431218
13 | 2024-12-16 | UCOP | 7431218
14 | 2024-12-16 | UCOP | 7431218
15 | 2024-12-16 | UCOP | 7431218
16 | 2024-12-16 | UCOP | 7431218
17 | 2024-12-16 | UCOP | 7431218
18 | 2024-12-16 | UCOP | 7431218
19 | 2024-12-16 | UCOP | 7431218
20 | 2024-12-16 | UCOP | 7431218
21 | 2024-12-16 | UCOP | 7431218
22 | 2024-12-16 | UCOP | 7431218
23 | 2024-12-16 | UCOP | 7431218
0 | 2024-12-17 | UCOP | 7431218
1 | 2024-12-17 | UCOP | 7431218
2 | 2024-12-17 | UCOP | 7431218
3 | 2024-12-17 | UCOP | 7431218
4 | 2024-12-17 | UCOP | 7431218
5 | 2024-12-17 | UCOP | 7431218
6 | 2024-12-17 | UCOP | 7431218
7 | 2024-12-17 | UCOP | 7431218
8 | 2024-12-17 | UCOP | 7431218
9 | 2024-12-17 | UCOP | 7431218
10 | 2024-12-17 | UCOP | 7431218
11 | 2024-12-17 | UCOP | 7431218
12 | 2024-12-17 | UCOP | 7431218
13 | 2024-12-17 | UCOP | 7431218
14 | 2024-12-17 | UCOP | 7431218
15 | 2024-12-17 | UCOP | 7431218
16 | 2024-12-17 | UCOP | 7431218
17 | 2024-12-17 | UCOP | 7431218
18 | 2024-12-17 | UCOP | 7431218
19 | 2024-12-17 | UCOP | 7431218
20 | 2024-12-17 | UCOP | 7431218
21 | 2024-12-17 | UCOP | 7431218
22 | 2024-12-17 | UCOP | 7431218
23 | 2024-12-17 | UCOP | 7431218
0 | 2024-12-18 | UCOP | 7431218
1 | 2024-12-18 | UCOP | 7431218
2 | 2024-12-18 | UCOP | 7431218
3 | 2024-12-18 | UCOP | 7431218
4 | 2024-12-18 | UCOP | 7431218
5 | 2024-12-18 | UCOP | 7431218
6 | 2024-12-18 | UCOP | 7431218
7 | 2024-12-18 | UCOP | 7431218
8 | 2024-12-18 | UCOP | 7431218
9 | 2024-12-18 | UCOP | 7431218
10 | 2024-12-18 | UCOP | 7431218
11 | 2024-12-18 | UCOP | 7431218
12 | 2024-12-18 | UCOP | 7431218
13 | 2024-12-18 | UCOP | 7431218
14 | 2024-12-18 | UCOP | 7431218
15 | 2024-12-18 | UCOP | 7431218
16 | 2024-12-18 | UCOP | 7431218
17 | 2024-12-18 | UCOP | 7431218
18 | 2024-12-18 | UCOP | 7431218
19 | 2024-12-18 | UCOP | 7431218
20 | 2024-12-18 | UCOP | 7431218
21 | 2024-12-18 | UCOP | 7431218
22 | 2024-12-18 | UCOP | 7431218
23 | 2024-12-18 | UCOP | 7431218
0 | 2024-12-19 | UCOP | 7431218
1 | 2024-12-19 | UCOP | 7431218
2 | 2024-12-19 | UCOP | 7431218
3 | 2024-12-19 | UCOP | 7431218
4 | 2024-12-19 | UCOP | 7431218
5 | 2024-12-19 | UCOP | 7431218
6 | 2024-12-19 | UCOP | 7431218
7 | 2024-12-19 | UCOP | 7431218
8 | 2024-12-19 | UCOP | 7431218
9 | 2024-12-19 | UCOP | 7431218
10 | 2024-12-19 | UCOP | 7431218
11 | 2024-12-19 | UCOP | 7431218
12 | 2024-12-19 | UCOP | 7431218
13 | 2024-12-19 | UCOP | 7431218
14 | 2024-12-19 | UCOP | 7431218
15 | 2024-12-19 | UCOP | 7431218
16 | 2024-12-19 | UCOP | 7431218
17 | 2024-12-19 | UCOP | 7431218
18 | 2024-12-19 | UCOP | 7431218
19 | 2024-12-19 | UCOP | 7431218
20 | 2024-12-19 | UCOP | 7431218
21 | 2024-12-19 | UCOP | 7431218
22 | 2024-12-19 | UCOP | 7431218
23 | 2024-12-19 | UCOP | 7431218
0 | 2024-12-20 | UCOP | 7431218
1 | 2024-12-20 | UCOP | 7431218
2 | 2024-12-20 | UCOP | 7431218
3 | 2024-12-20 | UCOP | 7431218
4 | 2024-12-20 | UCOP | 7431218
5 | 2024-12-20 | UCOP | 7431218
6 | 2024-12-20 | UCOP | 7431218
7 | 2024-12-20 | UCOP | 7431218
8 | 2024-12-20 | UCOP | 7431218
9 | 2024-12-20 | UCOP | 7431218
10 | 2024-12-20 | UCOP | 7431218
11 | 2024-12-20 | UCOP | 7431218
12 | 2024-12-20 | UCOP | 7431218
13 | 2024-12-20 | UCOP | 7431218
14 | 2024-12-20 | UCOP | 7431218
15 | 2024-12-20 | UCOP | 7431218
16 | 2024-12-20 | UCOP | 7431218
17 | 2024-12-20 | UCOP | 7431218
18 | 2024-12-20 | UCOP | 7431218
19 | 2024-12-20 | UCOP | 7431218
20 | 2024-12-20 | UCOP | 7431218
21 | 2024-12-20 | UCOP | 7431218
22 | 2024-12-20 | UCOP | 7431218
23 | 2024-12-20 | UCOP | 7431218
0 | 2024-12-21 | UCOP | 7431218
1 | 2024-12-21 | UCOP | 7431218
2 | 2024-12-21 | UCOP | 7431218
3 | 2024-12-21 | UCOP | 7431218
4 | 2024-12-21 | UCOP | 7431218
5 | 2024-12-21 | UCOP | 7431218
6 | 2024-12-21 | UCOP | 7431218
7 | 2024-12-21 | UCOP | 7431218
8 | 2024-12-21 | UCOP | 7431218
9 | 2024-12-21 | UCOP | 7431218
10 | 2024-12-21 | UCOP | 7431218
11 | 2024-12-21 | UCOP | 7431218
12 | 2024-12-21 | UCOP | 7431218
13 | 2024-12-21 | UCOP | 7431218
14 | 2024-12-21 | UCOP | 7431218
15 | 2024-12-21 | UCOP | 7431218
16 | 2024-12-21 | UCOP | 7431218
17 | 2024-12-21 | UCOP | 7431218
18 | 2024-12-21 | UCOP | 7431218
19 | 2024-12-21 | UCOP | 7431218
20 | 2024-12-21 | UCOP | 7431218
21 | 2024-12-21 | UCOP | 7431218
22 | 2024-12-21 | UCOP | 7431218
23 | 2024-12-21 | UCOP | 7431218
0 | 2024-12-22 | UCOP | 7431218
1 | 2024-12-22 | UCOP | 7431218
2 | 2024-12-22 | UCOP | 7431218
3 | 2024-12-22 | UCOP | 7431218
4 | 2024-12-22 | UCOP | 7431218
5 | 2024-12-22 | UCOP | 7431218
6 | 2024-12-22 | UCOP | 7431218
7 | 2024-12-22 | UCOP | 7431218
8 | 2024-12-22 | UCOP | 7431218
9 | 2024-12-22 | UCOP | 7431218
10 | 2024-12-22 | UCOP | 7431218
11 | 2024-12-22 | UCOP | 7431218
12 | 2024-12-22 | UCOP | 7431218
13 | 2024-12-22 | UCOP | 7431218
14 | 2024-12-22 | UCOP | 7431218
15 | 2024-12-22 | UCOP | 7431218
16 | 2024-12-22 | UCOP | 7431218
17 | 2024-12-22 | UCOP | 7431218
18 | 2024-12-22 | UCOP | 7431218
19 | 2024-12-22 | UCOP | 7431218
20 | 2024-12-22 | UCOP | 7431218
21 | 2024-12-22 | UCOP | 7431218
22 | 2024-12-22 | UCOP | 7431218
23 | 2024-12-22 | UCOP | 7431218
0 | 2024-12-23 | UCOP | 7431218
1 | 2024-12-23 | UCOP | 7431218
2 | 2024-12-23 | UCOP | 7431218
3 | 2024-12-23 | UCOP | 7431218
4 | 2024-12-23 | UCOP | 7431218
5 | 2024-12-23 | UCOP | 7431218
6 | 2024-12-23 | UCOP | 7431218
7 | 2024-12-23 | UCOP | 7431218
8 | 2024-12-23 | UCOP | 7431218
9 | 2024-12-23 | UCOP | 7431218
10 | 2024-12-23 | UCOP | 7431218
11 | 2024-12-23 | UCOP | 7431218
12 | 2024-12-23 | UCOP | 7431218
13 | 2024-12-23 | UCOP | 7431218
14 | 2024-12-23 | UCOP | 7431218
15 | 2024-12-23 | UCOP | 7431218
16 | 2024-12-23 | UCOP | 7431218
17 | 2024-12-23 | UCOP | 7431218
18 | 2024-12-23 | UCOP | 7431218
19 | 2024-12-23 | UCOP | 7431218
20 | 2024-12-23 | UCOP | 7431218
21 | 2024-12-23 | UCOP | 7431218
22 | 2024-12-23 | UCOP | 7431218
23 | 2024-12-23 | UCOP | 7431218
0 | 2024-12-24 | UCOP | 7431218
1 | 2024-12-24 | UCOP | 7431218
2 | 2024-12-24 | UCOP | 7431218
3 | 2024-12-24 | UCOP | 7431218
4 | 2024-12-24 | UCOP | 7431218
5 | 2024-12-24 | UCOP | 7431218
6 | 2024-12-24 | UCOP | 7431218
7 | 2024-12-24 | UCOP | 7431218
8 | 2024-12-24 | UCOP | 7431218
9 | 2024-12-24 | UCOP | 7431218
10 | 2024-12-24 | UCOP | 7431218
11 | 2024-12-24 | UCOP | 7431218
12 | 2024-12-24 | UCOP | 7431218
13 | 2024-12-24 | UCOP | 7431218
14 | 2024-12-24 | UCOP | 7431218
15 | 2024-12-24 | UCOP | 7431218
16 | 2024-12-24 | UCOP | 7431218
17 | 2024-12-24 | UCOP | 7431218
18 | 2024-12-24 | UCOP | 7431218
19 | 2024-12-24 | UCOP | 7431218
20 | 2024-12-24 | UCOP | 7431218
21 | 2024-12-24 | UCOP | 7431218
22 | 2024-12-24 | UCOP | 7431218
23 | 2024-12-24 | UCOP | 7431218
0 | 2024-12-25 | UCOP | 7431218
1 | 2024-12-25 | UCOP | 7431218
2 | 2024-12-25 | UCOP | 7431218
3 | 2024-12-25 | UCOP | 7431218
4 | 2024-12-25 | UCOP | 7431218
5 | 2024-12-25 | UCOP | 7431218
6 | 2024-12-25 | UCOP | 7431218
7 | 2024-12-25 | UCOP | 7431218
8 | 2024-12-25 | UCOP | 7431218
9 | 2024-12-25 | UCOP | 7431218
10 | 2024-12-25 | UCOP | 7431218
11 | 2024-12-25 | UCOP | 7431218
12 | 2024-12-25 | UCOP | 7431218
13 | 2024-12-25 | UCOP | 7431218
14 | 2024-12-25 | UCOP | 7431218
15 | 2024-12-25 | UCOP | 7431218
16 | 2024-12-25 | UCOP | 7431218
17 | 2024-12-25 | UCOP | 7431218
18 | 2024-12-25 | UCOP | 7431218
19 | 2024-12-25 | UCOP | 7431218
20 | 2024-12-25 | UCOP | 7431218
21 | 2024-12-25 | UCOP | 7431218
22 | 2024-12-25 | UCOP | 7431218
23 | 2024-12-25 | UCOP | 7431218
0 | 2024-12-26 | UCOP | 7431218
1 | 2024-12-26 | UCOP | 7431218
2 | 2024-12-26 | UCOP | 7431218
3 | 2024-12-26 | UCOP | 7431218
4 | 2024-12-26 | UCOP | 7431218
5 | 2024-12-26 | UCOP | 7431218
6 | 2024-12-26 | UCOP | 7431218
7 | 2024-12-26 | UCOP | 7431218
8 | 2024-12-26 | UCOP | 7431218
9 | 2024-12-26 | UCOP | 7431218
10 | 2024-12-26 | UCOP | 7431218
11 | 2024-12-26 | UCOP | 7431218
12 | 2024-12-26 | UCOP | 7431218
13 | 2024-12-26 | UCOP | 7431218
14 | 2024-12-26 | UCOP | 7431218
15 | 2024-12-26 | UCOP | 7431218
16 | 2024-12-26 | UCOP | 7431218
17 | 2024-12-26 | UCOP | 7431218
18 | 2024-12-26 | UCOP | 7431218
19 | 2024-12-26 | UCOP | 7431218
20 | 2024-12-26 | UCOP | 7431218
21 | 2024-12-26 | UCOP | 7431218
22 | 2024-12-26 | UCOP | 7431218
23 | 2024-12-26 | UCOP | 7431218
0 | 2024-12-27 | UCOP | 7431218
1 | 2024-12-27 | UCOP | 7431218
2 | 2024-12-27 | UCOP | 7431218
3 | 2024-12-27 | UCOP | 7431218
4 | 2024-12-27 | UCOP | 7431218
5 | 2024-12-27 | UCOP | 7431218
6 | 2024-12-27 | UCOP | 7431218
7 | 2024-12-27 | UCOP | 7431218
8 | 2024-12-27 | UCOP | 7431218
9 | 2024-12-27 | UCOP | 7431218
10 | 2024-12-27 | UCOP | 7431218
11 | 2024-12-27 | UCOP | 7431218
12 | 2024-12-27 | UCOP | 7431218
13 | 2024-12-27 | UCOP | 7431218
14 | 2024-12-27 | UCOP | 7431218
15 | 2024-12-27 | UCOP | 7431218
16 | 2024-12-27 | UCOP | 7431218
17 | 2024-12-27 | UCOP | 7431218
18 | 2024-12-27 | UCOP | 7431218
19 | 2024-12-27 | UCOP | 7431218
20 | 2024-12-27 | UCOP | 7431218
21 | 2024-12-27 | UCOP | 7431218
22 | 2024-12-27 | UCOP | 7431218
23 | 2024-12-27 | UCOP | 7431218
0 | 2024-12-28 | UCOP | 7431218
1 | 2024-12-28 | UCOP | 7431218
2 | 2024-12-28 | UCOP | 7431218
3 | 2024-12-28 | UCOP | 7431218
4 | 2024-12-28 | UCOP | 7431218
5 | 2024-12-28 | UCOP | 7431218
6 | 2024-12-28 | UCOP | 7431218
7 | 2024-12-28 | UCOP | 7431218
8 | 2024-12-28 | UCOP | 7431218
9 | 2024-12-28 | UCOP | 7431218
10 | 2024-12-28 | UCOP | 7431218
11 | 2024-12-28 | UCOP | 7431218
12 | 2024-12-28 | UCOP | 7431218
13 | 2024-12-28 | UCOP | 7431218
14 | 2024-12-28 | UCOP | 7431218
15 | 2024-12-28 | UCOP | 7431218
16 | 2024-12-28 | UCOP | 7431218
17 | 2024-12-28 | UCOP | 7431218
18 | 2024-12-28 | UCOP | 7431218
19 | 2024-12-28 | UCOP | 7431218
20 | 2024-12-28 | UCOP | 7431218
21 | 2024-12-28 | UCOP | 7431218
22 | 2024-12-28 | UCOP | 7431218
23 | 2024-12-28 | UCOP | 7431218
0 | 2024-12-29 | UCOP | 7431218
1 | 2024-12-29 | UCOP | 7431218
2 | 2024-12-29 | UCOP | 7431218
3 | 2024-12-29 | UCOP | 7431218
4 | 2024-12-29 | UCOP | 7431218
5 | 2024-12-29 | UCOP | 7431218
6 | 2024-12-29 | UCOP | 7431218
7 | 2024-12-29 | UCOP | 7431218
8 | 2024-12-29 | UCOP | 7431218
9 | 2024-12-29 | UCOP | 7431218
10 | 2024-12-29 | UCOP | 7431218
11 | 2024-12-29 | UCOP | 7431218
12 | 2024-12-29 | UCOP | 7431218
13 | 2024-12-29 | UCOP | 7431218
14 | 2024-12-29 | UCOP | 7431218
15 | 2024-12-29 | UCOP | 7431218
16 | 2024-12-29 | UCOP | 7431218
17 | 2024-12-29 | UCOP | 7431218
18 | 2024-12-29 | UCOP | 7431218
19 | 2024-12-29 | UCOP | 7431218
20 | 2024-12-29 | UCOP | 7431218
21 | 2024-12-29 | UCOP | 7431218
22 | 2024-12-29 | UCOP | 7431218
23 | 2024-12-29 | UCOP | 7431218
0 | 2024-12-30 | UCOP | 7431218
1 | 2024-12-30 | UCOP | 7431218
2 | 2024-12-30 | UCOP | 7431218
3 | 2024-12-30 | UCOP | 7431218
4 | 2024-12-30 | UCOP | 7431218
5 | 2024-12-30 | UCOP | 7431218
6 | 2024-12-30 | UCOP | 7431218
7 | 2024-12-30 | UCOP | 7431218
8 | 2024-12-30 | UCOP | 7431218
9 | 2024-12-30 | UCOP | 7431218
10 | 2024-12-30 | UCOP | 7431218
11 | 2024-12-30 | UCOP | 7431218
12 | 2024-12-30 | UCOP | 7431218
13 | 2024-12-30 | UCOP | 7431218
14 | 2024-12-30 | UCOP | 7431218
15 | 2024-12-30 | UCOP | 7431218
16 | 2024-12-30 | UCOP | 7431218
17 | 2024-12-30 | UCOP | 7431218
18 | 2024-12-30 | UCOP | 7431218
19 | 2024-12-30 | UCOP | 7431218
20 | 2024-12-30 | UCOP | 7431218
21 | 2024-12-30 | UCOP | 7431218
22 | 2024-12-30 | UCOP | 7431218
23 | 2024-12-30 | UCOP | 7431218
0 | 2024-12-31 | UCOP | 7431218
1 | 2024-12-31 | UCOP | 7431218
2 | 2024-12-31 | UCOP | 7431218
3 | 2024-12-31 | UCOP | 7431218
4 | 2024-12-31 | UCOP | 7431218
5 | 2024-12-31 | UCOP | 7431218
6 | 2024-12-31 | UCOP | 7431218
7 | 2024-12-31 | UCOP | 7431218
8 | 2024-12-31 | UCOP | 7431218
9 | 2024-12-31 | UCOP | 7431218
10 | 2024-12-31 | UCOP | 7431218
11 | 2024-12-31 | UCOP | 7431218
12 | 2024-12-31 | UCOP | 7431218
13 | 2024-12-31 | UCOP | 7431218
14 | 2024-12-31 | UCOP | 7431218
15 | 2024-12-31 | UCOP | 7431218
16 | 2024-12-31 | UCOP | 7431218
17 | 2024-12-31 | UCOP | 7431218
18 | 2024-12-31 | UCOP | 7431218
19 | 2024-12-31 | UCOP | 7431218
20 | 2024-12-31 | UCOP | 7431218
21 | 2024-12-31 | UCOP | 7431218
22 | 2024-12-31 | UCOP | 7431218
23 | 2024-12-31 | UCOP | 7431218
0 | 2024-01-01 | UCOP+PPA | 0
1 | 2024-01-01 | UCOP+PPA | 0
2 | 2024-01-01 | UCOP+PPA | 0
3 | 2024-01-01 | UCOP+PPA | 0
4 | 2024-01-01 | UCOP+PPA | 0
5 | 2024-01-01 | UCOP+PPA | 0
6 | 2024-01-01 | UCOP+PPA | 0
7 | 2024-01-01 | UCOP+PPA | 0
8 | 2024-01-01 | UCOP+PPA | 0
9 | 2024-01-01 | UCOP+PPA | 0
10 | 2024-01-01 | UCOP+PPA | 0
11 | 2024-01-01 | UCOP+PPA | 0
12 | 2024-01-01 | UCOP+PPA | 0
13 | 2024-01-01 | UCOP+PPA | 0
14 | 2024-01-01 | UCOP+PPA | 0
15 | 2024-01-01 | UCOP+PPA | 0
16 | 2024-01-01 | UCOP+PPA | 0
17 | 2024-01-01 | UCOP+PPA | 0
18 | 2024-01-01 | UCOP+PPA | 0
19 | 2024-01-01 | UCOP+PPA | 0
20 | 2024-01-01 | UCOP+PPA | 0
21 | 2024-01-01 | UCOP+PPA | 0
22 | 2024-01-01 | UCOP+PPA | 0
23 | 2024-01-01 | UCOP+PPA | 0
0 | 2024-01-02 | UCOP+PPA | 0
1 | 2024-01-02 | UCOP+PPA | 0
2 | 2024-01-02 | UCOP+PPA | 0
3 | 2024-01-02 | UCOP+PPA | 0
4 | 2024-01-02 | UCOP+PPA | 0
5 | 2024-01-02 | UCOP+PPA | 0
6 | 2024-01-02 | UCOP+PPA | 0
7 | 2024-01-02 | UCOP+PPA | 0
8 | 2024-01-02 | UCOP+PPA | 0
9 | 2024-01-02 | UCOP+PPA | 0
10 | 2024-01-02 | UCOP+PPA | 0
11 | 2024-01-02 | UCOP+PPA | 0
12 | 2024-01-02 | UCOP+PPA | 0
13 | 2024-01-02 | UCOP+PPA | 0
14 | 2024-01-02 | UCOP+PPA | 0
15 | 2024-01-02 | UCOP+PPA | 0
16 | 2024-01-02 | UCOP+PPA | 0
17 | 2024-01-02 | UCOP+PPA | 0
18 | 2024-01-02 | UCOP+PPA | 0
19 | 2024-01-02 | UCOP+PPA | 0
20 | 2024-01-02 | UCOP+PPA | 0
21 | 2024-01-02 | UCOP+PPA | 0
22 | 2024-01-02 | UCOP+PPA | 0
23 | 2024-01-02 | UCOP+PPA | 0
0 | 2024-01-03 | UCOP+PPA | 0
1 | 2024-01-03 | UCOP+PPA | 0
2 | 2024-01-03 | UCOP+PPA | 0
3 | 2024-01-03 | UCOP+PPA | 0
4 | 2024-01-03 | UCOP+PPA | 0
5 | 2024-01-03 | UCOP+PPA | 0
6 | 2024-01-03 | UCOP+PPA | 0
7 | 2024-01-03 | UCOP+PPA | 0
8 | 2024-01-03 | UCOP+PPA | 0
9 | 2024-01-03 | UCOP+PPA | 0
10 | 2024-01-03 | UCOP+PPA | 0
11 | 2024-01-03 | UCOP+PPA | 0
12 | 2024-01-03 | UCOP+PPA | 0
13 | 2024-01-03 | UCOP+PPA | 0
14 | 2024-01-03 | UCOP+PPA | 0
15 | 2024-01-03 | UCOP+PPA | 0
16 | 2024-01-03 | UCOP+PPA | 0
17 | 2024-01-03 | UCOP+PPA | 0
18 | 2024-01-03 | UCOP+PPA | 0
19 | 2024-01-03 | UCOP+PPA | 0
20 | 2024-01-03 | UCOP+PPA | 0
21 | 2024-01-03 | UCOP+PPA | 0
22 | 2024-01-03 | UCOP+PPA | 0
23 | 2024-01-03 | UCOP+PPA | 0
0 | 2024-01-04 | UCOP+PPA | 0
1 | 2024-01-04 | UCOP+PPA | 0
2 | 2024-01-04 | UCOP+PPA | 0
3 | 2024-01-04 | UCOP+PPA | 0
4 | 2024-01-04 | UCOP+PPA | 0
5 | 2024-01-04 | UCOP+PPA | 0
6 | 2024-01-04 | UCOP+PPA | 0
7 | 2024-01-04 | UCOP+PPA | 0
8 | 2024-01-04 | UCOP+PPA | 0
9 | 2024-01-04 | UCOP+PPA | 0
10 | 2024-01-04 | UCOP+PPA | 0
11 | 2024-01-04 | UCOP+PPA | 0
12 | 2024-01-04 | UCOP+PPA | 0
13 | 2024-01-04 | UCOP+PPA | 0
14 | 2024-01-04 | UCOP+PPA | 0
15 | 2024-01-04 | UCOP+PPA | 0
16 | 2024-01-04 | UCOP+PPA | 0
17 | 2024-01-04 | UCOP+PPA | 0
18 | 2024-01-04 | UCOP+PPA | 0
19 | 2024-01-04 | UCOP+PPA | 0
20 | 2024-01-04 | UCOP+PPA | 0
21 | 2024-01-04 | UCOP+PPA | 0
22 | 2024-01-04 | UCOP+PPA | 0
23 | 2024-01-04 | UCOP+PPA | 0
0 | 2024-01-05 | UCOP+PPA | 0
1 | 2024-01-05 | UCOP+PPA | 0
2 | 2024-01-05 | UCOP+PPA | 0
3 | 2024-01-05 | UCOP+PPA | 0
4 | 2024-01-05 | UCOP+PPA | 0
5 | 2024-01-05 | UCOP+PPA | 0
6 | 2024-01-05 | UCOP+PPA | 0
7 | 2024-01-05 | UCOP+PPA | 0
8 | 2024-01-05 | UCOP+PPA | 0
9 | 2024-01-05 | UCOP+PPA | 0
10 | 2024-01-05 | UCOP+PPA | 0
11 | 2024-01-05 | UCOP+PPA | 0
12 | 2024-01-05 | UCOP+PPA | 0
13 | 2024-01-05 | UCOP+PPA | 0
14 | 2024-01-05 | UCOP+PPA | 0
15 | 2024-01-05 | UCOP+PPA | 0
16 | 2024-01-05 | UCOP+PPA | 0
17 | 2024-01-05 | UCOP+PPA | 0
18 | 2024-01-05 | UCOP+PPA | 0
19 | 2024-01-05 | UCOP+PPA | 0
20 | 2024-01-05 | UCOP+PPA | 0
21 | 2024-01-05 | UCOP+PPA | 0
22 | 2024-01-05 | UCOP+PPA | 0
23 | 2024-01-05 | UCOP+PPA | 0
0 | 2024-01-06 | UCOP+PPA | 0
1 | 2024-01-06 | UCOP+PPA | 0
2 | 2024-01-06 | UCOP+PPA | 0
3 | 2024-01-06 | UCOP+PPA | 0
4 | 2024-01-06 | UCOP+PPA | 0
5 | 2024-01-06 | UCOP+PPA | 0
6 | 2024-01-06 | UCOP+PPA | 0
7 | 2024-01-06 | UCOP+PPA | 0
8 | 2024-01-06 | UCOP+PPA | 0
9 | 2024-01-06 | UCOP+PPA | 0
10 | 2024-01-06 | UCOP+PPA | 0
11 | 2024-01-06 | UCOP+PPA | 0
12 | 2024-01-06 | UCOP+PPA | 0
13 | 2024-01-06 | UCOP+PPA | 0
14 | 2024-01-06 | UCOP+PPA | 0
15 | 2024-01-06 | UCOP+PPA | 0
16 | 2024-01-06 | UCOP+PPA | 0
17 | 2024-01-06 | UCOP+PPA | 0
18 | 2024-01-06 | UCOP+PPA | 0
19 | 2024-01-06 | UCOP+PPA | 0
20 | 2024-01-06 | UCOP+PPA | 0
21 | 2024-01-06 | UCOP+PPA | 0
22 | 2024-01-06 | UCOP+PPA | 0
23 | 2024-01-06 | UCOP+PPA | 0
0 | 2024-01-07 | UCOP+PPA | 0
1 | 2024-01-07 | UCOP+PPA | 0
2 | 2024-01-07 | UCOP+PPA | 0
3 | 2024-01-07 | UCOP+PPA | 0
4 | 2024-01-07 | UCOP+PPA | 0
5 | 2024-01-07 | UCOP+PPA | 0
6 | 2024-01-07 | UCOP+PPA | 0
7 | 2024-01-07 | UCOP+PPA | 0
8 | 2024-01-07 | UCOP+PPA | 0
9 | 2024-01-07 | UCOP+PPA | 0
10 | 2024-01-07 | UCOP+PPA | 0
11 | 2024-01-07 | UCOP+PPA | 0
12 | 2024-01-07 | UCOP+PPA | 0
13 | 2024-01-07 | UCOP+PPA | 0
14 | 2024-01-07 | UCOP+PPA | 0
15 | 2024-01-07 | UCOP+PPA | 0
16 | 2024-01-07 | UCOP+PPA | 0
17 | 2024-01-07 | UCOP+PPA | 0
18 | 2024-01-07 | UCOP+PPA | 0
19 | 2024-01-07 | UCOP+PPA | 0
20 | 2024-01-07 | UCOP+PPA | 0
21 | 2024-01-07 | UCOP+PPA | 0
22 | 2024-01-07 | UCOP+PPA | 0
23 | 2024-01-07 | UCOP+PPA | 0
0 | 2024-01-08 | UCOP+PPA | 0
1 | 2024-01-08 | UCOP+PPA | 0
2 | 2024-01-08 | UCOP+PPA | 0
3 | 2024-01-08 | UCOP+PPA | 0
4 | 2024-01-08 | UCOP+PPA | 0
5 | 2024-01-08 | UCOP+PPA | 0
6 | 2024-01-08 | UCOP+PPA | 0
7 | 2024-01-08 | UCOP+PPA | 0
8 | 2024-01-08 | UCOP+PPA | 0
9 | 2024-01-08 | UCOP+PPA | 0
10 | 2024-01-08 | UCOP+PPA | 0
11 | 2024-01-08 | UCOP+PPA | 0
12 | 2024-01-08 | UCOP+PPA | 0
13 | 2024-01-08 | UCOP+PPA | 0
14 | 2024-01-08 | UCOP+PPA | 0
15 | 2024-01-08 | UCOP+PPA | 0
16 | 2024-01-08 | UCOP+PPA | 0
17 | 2024-01-08 | UCOP+PPA | 0
18 | 2024-01-08 | UCOP+PPA | 0
19 | 2024-01-08 | UCOP+PPA | 0
20 | 2024-01-08 | UCOP+PPA | 0
21 | 2024-01-08 | UCOP+PPA | 0
22 | 2024-01-08 | UCOP+PPA | 0
23 | 2024-01-08 | UCOP+PPA | 0
0 | 2024-01-09 | UCOP+PPA | 0
1 | 2024-01-09 | UCOP+PPA | 0
2 | 2024-01-09 | UCOP+PPA | 0
3 | 2024-01-09 | UCOP+PPA | 0
4 | 2024-01-09 | UCOP+PPA | 0
5 | 2024-01-09 | UCOP+PPA | 0
6 | 2024-01-09 | UCOP+PPA | 0
7 | 2024-01-09 | UCOP+PPA | 0
8 | 2024-01-09 | UCOP+PPA | 0
9 | 2024-01-09 | UCOP+PPA | 0
10 | 2024-01-09 | UCOP+PPA | 0
11 | 2024-01-09 | UCOP+PPA | 0
12 | 2024-01-09 | UCOP+PPA | 0
13 | 2024-01-09 | UCOP+PPA | 0
14 | 2024-01-09 | UCOP+PPA | 0
15 | 2024-01-09 | UCOP+PPA | 0
16 | 2024-01-09 | UCOP+PPA | 0
17 | 2024-01-09 | UCOP+PPA | 0
18 | 2024-01-09 | UCOP+PPA | 0
19 | 2024-01-09 | UCOP+PPA | 0
20 | 2024-01-09 | UCOP+PPA | 0
21 | 2024-01-09 | UCOP+PPA | 0
22 | 2024-01-09 | UCOP+PPA | 0
23 | 2024-01-09 | UCOP+PPA | 0
0 | 2024-01-10 | UCOP+PPA | 0
1 | 2024-01-10 | UCOP+PPA | 0
2 | 2024-01-10 | UCOP+PPA | 0
3 | 2024-01-10 | UCOP+PPA | 0
4 | 2024-01-10 | UCOP+PPA | 0
5 | 2024-01-10 | UCOP+PPA | 0
6 | 2024-01-10 | UCOP+PPA | 0
7 | 2024-01-10 | UCOP+PPA | 0
8 | 2024-01-10 | UCOP+PPA | 0
9 | 2024-01-10 | UCOP+PPA | 0
10 | 2024-01-10 | UCOP+PPA | 0
11 | 2024-01-10 | UCOP+PPA | 0
12 | 2024-01-10 | UCOP+PPA | 0
13 | 2024-01-10 | UCOP+PPA | 0
14 | 2024-01-10 | UCOP+PPA | 0
15 | 2024-01-10 | UCOP+PPA | 0
16 | 2024-01-10 | UCOP+PPA | 0
17 | 2024-01-10 | UCOP+PPA | 0
18 | 2024-01-10 | UCOP+PPA | 0
19 | 2024-01-10 | UCOP+PPA | 0
20 | 2024-01-10 | UCOP+PPA | 0
21 | 2024-01-10 | UCOP+PPA | 0
22 | 2024-01-10 | UCOP+PPA | 0
23 | 2024-01-10 | UCOP+PPA | 0
0 | 2024-01-11 | UCOP+PPA | 0
1 | 2024-01-11 | UCOP+PPA | 0
2 | 2024-01-11 | UCOP+PPA | 0
3 | 2024-01-11 | UCOP+PPA | 0
4 | 2024-01-11 | UCOP+PPA | 0
5 | 2024-01-11 | UCOP+PPA | 0
6 | 2024-01-11 | UCOP+PPA | 0
7 | 2024-01-11 | UCOP+PPA | 0
8 | 2024-01-11 | UCOP+PPA | 0
9 | 2024-01-11 | UCOP+PPA | 0
10 | 2024-01-11 | UCOP+PPA | 0
11 | 2024-01-11 | UCOP+PPA | 0
12 | 2024-01-11 | UCOP+PPA | 0
13 | 2024-01-11 | UCOP+PPA | 0
14 | 2024-01-11 | UCOP+PPA | 0
15 | 2024-01-11 | UCOP+PPA | 0
16 | 2024-01-11 | UCOP+PPA | 0
17 | 2024-01-11 | UCOP+PPA | 0
18 | 2024-01-11 | UCOP+PPA | 0
19 | 2024-01-11 | UCOP+PPA | 0
20 | 2024-01-11 | UCOP+PPA | 0
21 | 2024-01-11 | UCOP+PPA | 0
22 | 2024-01-11 | UCOP+PPA | 0
23 | 2024-01-11 | UCOP+PPA | 0
0 | 2024-01-12 | UCOP+PPA | 0
1 | 2024-01-12 | UCOP+PPA | 0
2 | 2024-01-12 | UCOP+PPA | 0
3 | 2024-01-12 | UCOP+PPA | 0
4 | 2024-01-12 | UCOP+PPA | 0
5 | 2024-01-12 | UCOP+PPA | 0
6 | 2024-01-12 | UCOP+PPA | 0
7 | 2024-01-12 | UCOP+PPA | 0
8 | 2024-01-12 | UCOP+PPA | 0
9 | 2024-01-12 | UCOP+PPA | 0
10 | 2024-01-12 | UCOP+PPA | 0
11 | 2024-01-12 | UCOP+PPA | 0
12 | 2024-01-12 | UCOP+PPA | 0
13 | 2024-01-12 | UCOP+PPA | 0
14 | 2024-01-12 | UCOP+PPA | 0
15 | 2024-01-12 | UCOP+PPA | 0
16 | 2024-01-12 | UCOP+PPA | 0
17 | 2024-01-12 | UCOP+PPA | 0
18 | 2024-01-12 | UCOP+PPA | 0
19 | 2024-01-12 | UCOP+PPA | 0
20 | 2024-01-12 | UCOP+PPA | 0
21 | 2024-01-12 | UCOP+PPA | 0
22 | 2024-01-12 | UCOP+PPA | 0
23 | 2024-01-12 | UCOP+PPA | 0
0 | 2024-01-13 | UCOP+PPA | 0
1 | 2024-01-13 | UCOP+PPA | 0
2 | 2024-01-13 | UCOP+PPA | 0
3 | 2024-01-13 | UCOP+PPA | 0
4 | 2024-01-13 | UCOP+PPA | 0
5 | 2024-01-13 | UCOP+PPA | 0
6 | 2024-01-13 | UCOP+PPA | 0
7 | 2024-01-13 | UCOP+PPA | 0
8 | 2024-01-13 | UCOP+PPA | 0
9 | 2024-01-13 | UCOP+PPA | 0
10 | 2024-01-13 | UCOP+PPA | 0
11 | 2024-01-13 | UCOP+PPA | 0
12 | 2024-01-13 | UCOP+PPA | 0
13 | 2024-01-13 | UCOP+PPA | 0
14 | 2024-01-13 | UCOP+PPA | 0
15 | 2024-01-13 | UCOP+PPA | 0
16 | 2024-01-13 | UCOP+PPA | 0
17 | 2024-01-13 | UCOP+PPA | 0
18 | 2024-01-13 | UCOP+PPA | 0
19 | 2024-01-13 | UCOP+PPA | 0
20 | 2024-01-13 | UCOP+PPA | 0
21 | 2024-01-13 | UCOP+PPA | 0
22 | 2024-01-13 | UCOP+PPA | 0
23 | 2024-01-13 | UCOP+PPA | 0
0 | 2024-01-14 | UCOP+PPA | 0
1 | 2024-01-14 | UCOP+PPA | 0
2 | 2024-01-14 | UCOP+PPA | 0
3 | 2024-01-14 | UCOP+PPA | 0
4 | 2024-01-14 | UCOP+PPA | 0
5 | 2024-01-14 | UCOP+PPA | 0
6 | 2024-01-14 | UCOP+PPA | 0
7 | 2024-01-14 | UCOP+PPA | 0
8 | 2024-01-14 | UCOP+PPA | 0
9 | 2024-01-14 | UCOP+PPA | 0
10 | 2024-01-14 | UCOP+PPA | 0
11 | 2024-01-14 | UCOP+PPA | 0
12 | 2024-01-14 | UCOP+PPA | 0
13 | 2024-01-14 | UCOP+PPA | 0
14 | 2024-01-14 | UCOP+PPA | 0
15 | 2024-01-14 | UCOP+PPA | 0
16 | 2024-01-14 | UCOP+PPA | 0
17 | 2024-01-14 | UCOP+PPA | 0
18 | 2024-01-14 | UCOP+PPA | 0
19 | 2024-01-14 | UCOP+PPA | 0
20 | 2024-01-14 | UCOP+PPA | 0
21 | 2024-01-14 | UCOP+PPA | 0
22 | 2024-01-14 | UCOP+PPA | 0
23 | 2024-01-14 | UCOP+PPA | 0
0 | 2024-01-15 | UCOP+PPA | 0
1 | 2024-01-15 | UCOP+PPA | 0
2 | 2024-01-15 | UCOP+PPA | 0
3 | 2024-01-15 | UCOP+PPA | 0
4 | 2024-01-15 | UCOP+PPA | 0
5 | 2024-01-15 | UCOP+PPA | 0
6 | 2024-01-15 | UCOP+PPA | 0
7 | 2024-01-15 | UCOP+PPA | 0
8 | 2024-01-15 | UCOP+PPA | 0
9 | 2024-01-15 | UCOP+PPA | 0
10 | 2024-01-15 | UCOP+PPA | 0
11 | 2024-01-15 | UCOP+PPA | 0
12 | 2024-01-15 | UCOP+PPA | 0
13 | 2024-01-15 | UCOP+PPA | 0
14 | 2024-01-15 | UCOP+PPA | 0
15 | 2024-01-15 | UCOP+PPA | 0
16 | 2024-01-15 | UCOP+PPA | 0
17 | 2024-01-15 | UCOP+PPA | 0
18 | 2024-01-15 | UCOP+PPA | 0
19 | 2024-01-15 | UCOP+PPA | 0
20 | 2024-01-15 | UCOP+PPA | 0
21 | 2024-01-15 | UCOP+PPA | 0
22 | 2024-01-15 | UCOP+PPA | 0
23 | 2024-01-15 | UCOP+PPA | 0
0 | 2024-01-16 | UCOP+PPA | 0
1 | 2024-01-16 | UCOP+PPA | 0
2 | 2024-01-16 | UCOP+PPA | 0
3 | 2024-01-16 | UCOP+PPA | 0
4 | 2024-01-16 | UCOP+PPA | 0
5 | 2024-01-16 | UCOP+PPA | 0
6 | 2024-01-16 | UCOP+PPA | 0
7 | 2024-01-16 | UCOP+PPA | 0
8 | 2024-01-16 | UCOP+PPA | 0
9 | 2024-01-16 | UCOP+PPA | 0
10 | 2024-01-16 | UCOP+PPA | 0
11 | 2024-01-16 | UCOP+PPA | 0
12 | 2024-01-16 | UCOP+PPA | 0
13 | 2024-01-16 | UCOP+PPA | 0
14 | 2024-01-16 | UCOP+PPA | 0
15 | 2024-01-16 | UCOP+PPA | 0
16 | 2024-01-16 | UCOP+PPA | 0
17 | 2024-01-16 | UCOP+PPA | 0
18 | 2024-01-16 | UCOP+PPA | 0
19 | 2024-01-16 | UCOP+PPA | 0
20 | 2024-01-16 | UCOP+PPA | 0
21 | 2024-01-16 | UCOP+PPA | 0
22 | 2024-01-16 | UCOP+PPA | 0
23 | 2024-01-16 | UCOP+PPA | 0
0 | 2024-01-17 | UCOP+PPA | 0
1 | 2024-01-17 | UCOP+PPA | 0
2 | 2024-01-17 | UCOP+PPA | 0
3 | 2024-01-17 | UCOP+PPA | 0
4 | 2024-01-17 | UCOP+PPA | 0
5 | 2024-01-17 | UCOP+PPA | 0
6 | 2024-01-17 | UCOP+PPA | 0
7 | 2024-01-17 | UCOP+PPA | 0
8 | 2024-01-17 | UCOP+PPA | 0
9 | 2024-01-17 | UCOP+PPA | 0
10 | 2024-01-17 | UCOP+PPA | 0
11 | 2024-01-17 | UCOP+PPA | 0
12 | 2024-01-17 | UCOP+PPA | 0
13 | 2024-01-17 | UCOP+PPA | 0
14 | 2024-01-17 | UCOP+PPA | 0
15 | 2024-01-17 | UCOP+PPA | 0
16 | 2024-01-17 | UCOP+PPA | 0
17 | 2024-01-17 | UCOP+PPA | 0
18 | 2024-01-17 | UCOP+PPA | 0
19 | 2024-01-17 | UCOP+PPA | 0
20 | 2024-01-17 | UCOP+PPA | 0
21 | 2024-01-17 | UCOP+PPA | 0
22 | 2024-01-17 | UCOP+PPA | 0
23 | 2024-01-17 | UCOP+PPA | 0
0 | 2024-01-18 | UCOP+PPA | 0
1 | 2024-01-18 | UCOP+PPA | 0
2 | 2024-01-18 | UCOP+PPA | 0
3 | 2024-01-18 | UCOP+PPA | 0
4 | 2024-01-18 | UCOP+PPA | 0
5 | 2024-01-18 | UCOP+PPA | 0
6 | 2024-01-18 | UCOP+PPA | 0
7 | 2024-01-18 | UCOP+PPA | 0
8 | 2024-01-18 | UCOP+PPA | 0
9 | 2024-01-18 | UCOP+PPA | 0
10 | 2024-01-18 | UCOP+PPA | 0
11 | 2024-01-18 | UCOP+PPA | 0
12 | 2024-01-18 | UCOP+PPA | 0
13 | 2024-01-18 | UCOP+PPA | 0
14 | 2024-01-18 | UCOP+PPA | 0
15 | 2024-01-18 | UCOP+PPA | 0
16 | 2024-01-18 | UCOP+PPA | 0
17 | 2024-01-18 | UCOP+PPA | 0
18 | 2024-01-18 | UCOP+PPA | 0
19 | 2024-01-18 | UCOP+PPA | 0
20 | 2024-01-18 | UCOP+PPA | 0
21 | 2024-01-18 | UCOP+PPA | 0
22 | 2024-01-18 | UCOP+PPA | 0
23 | 2024-01-18 | UCOP+PPA | 0
0 | 2024-01-19 | UCOP+PPA | 0
1 | 2024-01-19 | UCOP+PPA | 0
2 | 2024-01-19 | UCOP+PPA | 0
3 | 2024-01-19 | UCOP+PPA | 0
4 | 2024-01-19 | UCOP+PPA | 0
5 | 2024-01-19 | UCOP+PPA | 0
6 | 2024-01-19 | UCOP+PPA | 0
7 | 2024-01-19 | UCOP+PPA | 0
8 | 2024-01-19 | UCOP+PPA | 0
9 | 2024-01-19 | UCOP+PPA | 0
10 | 2024-01-19 | UCOP+PPA | 0
11 | 2024-01-19 | UCOP+PPA | 0
12 | 2024-01-19 | UCOP+PPA | 0
13 | 2024-01-19 | UCOP+PPA | 0
14 | 2024-01-19 | UCOP+PPA | 0
15 | 2024-01-19 | UCOP+PPA | 0
16 | 2024-01-19 | UCOP+PPA | 0
17 | 2024-01-19 | UCOP+PPA | 0
18 | 2024-01-19 | UCOP+PPA | 0
19 | 2024-01-19 | UCOP+PPA | 0
20 | 2024-01-19 | UCOP+PPA | 0
21 | 2024-01-19 | UCOP+PPA | 0
22 | 2024-01-19 | UCOP+PPA | 0
23 | 2024-01-19 | UCOP+PPA | 0
0 | 2024-01-20 | UCOP+PPA | 0
1 | 2024-01-20 | UCOP+PPA | 0
2 | 2024-01-20 | UCOP+PPA | 0
3 | 2024-01-20 | UCOP+PPA | 0
4 | 2024-01-20 | UCOP+PPA | 0
5 | 2024-01-20 | UCOP+PPA | 0
6 | 2024-01-20 | UCOP+PPA | 0
7 | 2024-01-20 | UCOP+PPA | 0
8 | 2024-01-20 | UCOP+PPA | 0
9 | 2024-01-20 | UCOP+PPA | 0
10 | 2024-01-20 | UCOP+PPA | 0
11 | 2024-01-20 | UCOP+PPA | 0
12 | 2024-01-20 | UCOP+PPA | 0
13 | 2024-01-20 | UCOP+PPA | 0
14 | 2024-01-20 | UCOP+PPA | 0
15 | 2024-01-20 | UCOP+PPA | 0
16 | 2024-01-20 | UCOP+PPA | 0
17 | 2024-01-20 | UCOP+PPA | 0
18 | 2024-01-20 | UCOP+PPA | 0
19 | 2024-01-20 | UCOP+PPA | 0
20 | 2024-01-20 | UCOP+PPA | 0
21 | 2024-01-20 | UCOP+PPA | 0
22 | 2024-01-20 | UCOP+PPA | 0
23 | 2024-01-20 | UCOP+PPA | 0
0 | 2024-01-21 | UCOP+PPA | 0
1 | 2024-01-21 | UCOP+PPA | 0
2 | 2024-01-21 | UCOP+PPA | 0
3 | 2024-01-21 | UCOP+PPA | 0
4 | 2024-01-21 | UCOP+PPA | 0
5 | 2024-01-21 | UCOP+PPA | 0
6 | 2024-01-21 | UCOP+PPA | 0
7 | 2024-01-21 | UCOP+PPA | 0
8 | 2024-01-21 | UCOP+PPA | 0
9 | 2024-01-21 | UCOP+PPA | 0
10 | 2024-01-21 | UCOP+PPA | 0
11 | 2024-01-21 | UCOP+PPA | 0
12 | 2024-01-21 | UCOP+PPA | 0
13 | 2024-01-21 | UCOP+PPA | 0
14 | 2024-01-21 | UCOP+PPA | 0
15 | 2024-01-21 | UCOP+PPA | 0
16 | 2024-01-21 | UCOP+PPA | 0
17 | 2024-01-21 | UCOP+PPA | 0
18 | 2024-01-21 | UCOP+PPA | 0
19 | 2024-01-21 | UCOP+PPA | 0
20 | 2024-01-21 | UCOP+PPA | 0
21 | 2024-01-21 | UCOP+PPA | 0
22 | 2024-01-21 | UCOP+PPA | 0
23 | 2024-01-21 | UCOP+PPA | 0
0 | 2024-01-22 | UCOP+PPA | 0
1 | 2024-01-22 | UCOP+PPA | 0
2 | 2024-01-22 | UCOP+PPA | 0
3 | 2024-01-22 | UCOP+PPA | 0
4 | 2024-01-22 | UCOP+PPA | 0
5 | 2024-01-22 | UCOP+PPA | 0
6 | 2024-01-22 | UCOP+PPA | 0
7 | 2024-01-22 | UCOP+PPA | 0
8 | 2024-01-22 | UCOP+PPA | 0
9 | 2024-01-22 | UCOP+PPA | 0
10 | 2024-01-22 | UCOP+PPA | 0
11 | 2024-01-22 | UCOP+PPA | 0
12 | 2024-01-22 | UCOP+PPA | 0
13 | 2024-01-22 | UCOP+PPA | 0
14 | 2024-01-22 | UCOP+PPA | 0
15 | 2024-01-22 | UCOP+PPA | 0
16 | 2024-01-22 | UCOP+PPA | 0
17 | 2024-01-22 | UCOP+PPA | 0
18 | 2024-01-22 | UCOP+PPA | 0
19 | 2024-01-22 | UCOP+PPA | 0
20 | 2024-01-22 | UCOP+PPA | 0
21 | 2024-01-22 | UCOP+PPA | 0
22 | 2024-01-22 | UCOP+PPA | 0
23 | 2024-01-22 | UCOP+PPA | 0
0 | 2024-01-23 | UCOP+PPA | 0
1 | 2024-01-23 | UCOP+PPA | 0
2 | 2024-01-23 | UCOP+PPA | 0
3 | 2024-01-23 | UCOP+PPA | 0
4 | 2024-01-23 | UCOP+PPA | 0
5 | 2024-01-23 | UCOP+PPA | 0
6 | 2024-01-23 | UCOP+PPA | 0
7 | 2024-01-23 | UCOP+PPA | 0
8 | 2024-01-23 | UCOP+PPA | 0
9 | 2024-01-23 | UCOP+PPA | 0
10 | 2024-01-23 | UCOP+PPA | 0
11 | 2024-01-23 | UCOP+PPA | 0
12 | 2024-01-23 | UCOP+PPA | 0
13 | 2024-01-23 | UCOP+PPA | 0
14 | 2024-01-23 | UCOP+PPA | 0
15 | 2024-01-23 | UCOP+PPA | 0
16 | 2024-01-23 | UCOP+PPA | 0
17 | 2024-01-23 | UCOP+PPA | 0
18 | 2024-01-23 | UCOP+PPA | 0
19 | 2024-01-23 | UCOP+PPA | 0
20 | 2024-01-23 | UCOP+PPA | 0
21 | 2024-01-23 | UCOP+PPA | 0
22 | 2024-01-23 | UCOP+PPA | 0
23 | 2024-01-23 | UCOP+PPA | 0
0 | 2024-01-24 | UCOP+PPA | 0
1 | 2024-01-24 | UCOP+PPA | 0
2 | 2024-01-24 | UCOP+PPA | 0
3 | 2024-01-24 | UCOP+PPA | 0
4 | 2024-01-24 | UCOP+PPA | 0
5 | 2024-01-24 | UCOP+PPA | 0
6 | 2024-01-24 | UCOP+PPA | 0
7 | 2024-01-24 | UCOP+PPA | 0
8 | 2024-01-24 | UCOP+PPA | 0
9 | 2024-01-24 | UCOP+PPA | 0
10 | 2024-01-24 | UCOP+PPA | 0
11 | 2024-01-24 | UCOP+PPA | 0
12 | 2024-01-24 | UCOP+PPA | 0
13 | 2024-01-24 | UCOP+PPA | 0
14 | 2024-01-24 | UCOP+PPA | 0
15 | 2024-01-24 | UCOP+PPA | 0
16 | 2024-01-24 | UCOP+PPA | 0
17 | 2024-01-24 | UCOP+PPA | 0
18 | 2024-01-24 | UCOP+PPA | 0
19 | 2024-01-24 | UCOP+PPA | 0
20 | 2024-01-24 | UCOP+PPA | 0
21 | 2024-01-24 | UCOP+PPA | 0
22 | 2024-01-24 | UCOP+PPA | 0
23 | 2024-01-24 | UCOP+PPA | 0
0 | 2024-01-25 | UCOP+PPA | 0
1 | 2024-01-25 | UCOP+PPA | 0
2 | 2024-01-25 | UCOP+PPA | 0
3 | 2024-01-25 | UCOP+PPA | 0
4 | 2024-01-25 | UCOP+PPA | 0
5 | 2024-01-25 | UCOP+PPA | 0
6 | 2024-01-25 | UCOP+PPA | 0
7 | 2024-01-25 | UCOP+PPA | 0
8 | 2024-01-25 | UCOP+PPA | 0
9 | 2024-01-25 | UCOP+PPA | 0
10 | 2024-01-25 | UCOP+PPA | 0
11 | 2024-01-25 | UCOP+PPA | 0
12 | 2024-01-25 | UCOP+PPA | 0
13 | 2024-01-25 | UCOP+PPA | 0
14 | 2024-01-25 | UCOP+PPA | 0
15 | 2024-01-25 | UCOP+PPA | 0
16 | 2024-01-25 | UCOP+PPA | 0
17 | 2024-01-25 | UCOP+PPA | 0
18 | 2024-01-25 | UCOP+PPA | 0
19 | 2024-01-25 | UCOP+PPA | 0
20 | 2024-01-25 | UCOP+PPA | 0
21 | 2024-01-25 | UCOP+PPA | 0
22 | 2024-01-25 | UCOP+PPA | 0
23 | 2024-01-25 | UCOP+PPA | 0
0 | 2024-01-26 | UCOP+PPA | 0
1 | 2024-01-26 | UCOP+PPA | 0
2 | 2024-01-26 | UCOP+PPA | 0
3 | 2024-01-26 | UCOP+PPA | 0
4 | 2024-01-26 | UCOP+PPA | 0
5 | 2024-01-26 | UCOP+PPA | 0
6 | 2024-01-26 | UCOP+PPA | 0
7 | 2024-01-26 | UCOP+PPA | 0
8 | 2024-01-26 | UCOP+PPA | 0
9 | 2024-01-26 | UCOP+PPA | 0
10 | 2024-01-26 | UCOP+PPA | 0
11 | 2024-01-26 | UCOP+PPA | 0
12 | 2024-01-26 | UCOP+PPA | 0
13 | 2024-01-26 | UCOP+PPA | 0
14 | 2024-01-26 | UCOP+PPA | 0
15 | 2024-01-26 | UCOP+PPA | 0
16 | 2024-01-26 | UCOP+PPA | 0
17 | 2024-01-26 | UCOP+PPA | 0
18 | 2024-01-26 | UCOP+PPA | 0
19 | 2024-01-26 | UCOP+PPA | 0
20 | 2024-01-26 | UCOP+PPA | 0
21 | 2024-01-26 | UCOP+PPA | 0
22 | 2024-01-26 | UCOP+PPA | 0
23 | 2024-01-26 | UCOP+PPA | 0
0 | 2024-01-27 | UCOP+PPA | 0
1 | 2024-01-27 | UCOP+PPA | 0
2 | 2024-01-27 | UCOP+PPA | 0
3 | 2024-01-27 | UCOP+PPA | 0
4 | 2024-01-27 | UCOP+PPA | 0
5 | 2024-01-27 | UCOP+PPA | 0
6 | 2024-01-27 | UCOP+PPA | 0
7 | 2024-01-27 | UCOP+PPA | 0
8 | 2024-01-27 | UCOP+PPA | 0
9 | 2024-01-27 | UCOP+PPA | 0
10 | 2024-01-27 | UCOP+PPA | 0
11 | 2024-01-27 | UCOP+PPA | 0
12 | 2024-01-27 | UCOP+PPA | 0
13 | 2024-01-27 | UCOP+PPA | 0
14 | 2024-01-27 | UCOP+PPA | 0
15 | 2024-01-27 | UCOP+PPA | 0
16 | 2024-01-27 | UCOP+PPA | 0
17 | 2024-01-27 | UCOP+PPA | 0
18 | 2024-01-27 | UCOP+PPA | 0
19 | 2024-01-27 | UCOP+PPA | 0
20 | 2024-01-27 | UCOP+PPA | 0
21 | 2024-01-27 | UCOP+PPA | 0
22 | 2024-01-27 | UCOP+PPA | 0
23 | 2024-01-27 | UCOP+PPA | 0
0 | 2024-01-28 | UCOP+PPA | 0
1 | 2024-01-28 | UCOP+PPA | 0
2 | 2024-01-28 | UCOP+PPA | 0
3 | 2024-01-28 | UCOP+PPA | 0
4 | 2024-01-28 | UCOP+PPA | 0
5 | 2024-01-28 | UCOP+PPA | 0
6 | 2024-01-28 | UCOP+PPA | 0
7 | 2024-01-28 | UCOP+PPA | 0
8 | 2024-01-28 | UCOP+PPA | 0
9 | 2024-01-28 | UCOP+PPA | 0
10 | 2024-01-28 | UCOP+PPA | 0
11 | 2024-01-28 | UCOP+PPA | 0
12 | 2024-01-28 | UCOP+PPA | 0
13 | 2024-01-28 | UCOP+PPA | 0
14 | 2024-01-28 | UCOP+PPA | 0
15 | 2024-01-28 | UCOP+PPA | 0
16 | 2024-01-28 | UCOP+PPA | 0
17 | 2024-01-28 | UCOP+PPA | 0
18 | 2024-01-28 | UCOP+PPA | 0
19 | 2024-01-28 | UCOP+PPA | 0
20 | 2024-01-28 | UCOP+PPA | 0
21 | 2024-01-28 | UCOP+PPA | 0
22 | 2024-01-28 | UCOP+PPA | 0
23 | 2024-01-28 | UCOP+PPA | 0
0 | 2024-01-29 | UCOP+PPA | 0
1 | 2024-01-29 | UCOP+PPA | 0
2 | 2024-01-29 | UCOP+PPA | 0
3 | 2024-01-29 | UCOP+PPA | 0
4 | 2024-01-29 | UCOP+PPA | 0
5 | 2024-01-29 | UCOP+PPA | 0
6 | 2024-01-29 | UCOP+PPA | 0
7 | 2024-01-29 | UCOP+PPA | 0
8 | 2024-01-29 | UCOP+PPA | 0
9 | 2024-01-29 | UCOP+PPA | 0
10 | 2024-01-29 | UCOP+PPA | 0
11 | 2024-01-29 | UCOP+PPA | 0
12 | 2024-01-29 | UCOP+PPA | 0
13 | 2024-01-29 | UCOP+PPA | 0
14 | 2024-01-29 | UCOP+PPA | 0
15 | 2024-01-29 | UCOP+PPA | 0
16 | 2024-01-29 | UCOP+PPA | 0
17 | 2024-01-29 | UCOP+PPA | 0
18 | 2024-01-29 | UCOP+PPA | 0
19 | 2024-01-29 | UCOP+PPA | 0
20 | 2024-01-29 | UCOP+PPA | 0
21 | 2024-01-29 | UCOP+PPA | 0
22 | 2024-01-29 | UCOP+PPA | 0
23 | 2024-01-29 | UCOP+PPA | 0
0 | 2024-01-30 | UCOP+PPA | 0
1 | 2024-01-30 | UCOP+PPA | 0
2 | 2024-01-30 | UCOP+PPA | 0
3 | 2024-01-30 | UCOP+PPA | 0
4 | 2024-01-30 | UCOP+PPA | 0
5 | 2024-01-30 | UCOP+PPA | 0
6 | 2024-01-30 | UCOP+PPA | 0
7 | 2024-01-30 | UCOP+PPA | 0
8 | 2024-01-30 | UCOP+PPA | 0
9 | 2024-01-30 | UCOP+PPA | 0
10 | 2024-01-30 | UCOP+PPA | 0
11 | 2024-01-30 | UCOP+PPA | 0
12 | 2024-01-30 | UCOP+PPA | 0
13 | 2024-01-30 | UCOP+PPA | 0
14 | 2024-01-30 | UCOP+PPA | 0
15 | 2024-01-30 | UCOP+PPA | 0
16 | 2024-01-30 | UCOP+PPA | 0
17 | 2024-01-30 | UCOP+PPA | 0
18 | 2024-01-30 | UCOP+PPA | 0
19 | 2024-01-30 | UCOP+PPA | 0
20 | 2024-01-30 | UCOP+PPA | 0
21 | 2024-01-30 | UCOP+PPA | 0
22 | 2024-01-30 | UCOP+PPA | 0
23 | 2024-01-30 | UCOP+PPA | 0
0 | 2024-01-31 | UCOP+PPA | 0
1 | 2024-01-31 | UCOP+PPA | 0
2 | 2024-01-31 | UCOP+PPA | 0
3 | 2024-01-31 | UCOP+PPA | 0
4 | 2024-01-31 | UCOP+PPA | 0
5 | 2024-01-31 | UCOP+PPA | 0
6 | 2024-01-31 | UCOP+PPA | 0
7 | 2024-01-31 | UCOP+PPA | 0
8 | 2024-01-31 | UCOP+PPA | 0
9 | 2024-01-31 | UCOP+PPA | 0
10 | 2024-01-31 | UCOP+PPA | 0
11 | 2024-01-31 | UCOP+PPA | 0
12 | 2024-01-31 | UCOP+PPA | 0
13 | 2024-01-31 | UCOP+PPA | 0
14 | 2024-01-31 | UCOP+PPA | 0
15 | 2024-01-31 | UCOP+PPA | 0
16 | 2024-01-31 | UCOP+PPA | 0
17 | 2024-01-31 | UCOP+PPA | 0
18 | 2024-01-31 | UCOP+PPA | 0
19 | 2024-01-31 | UCOP+PPA | 0
20 | 2024-01-31 | UCOP+PPA | 0
21 | 2024-01-31 | UCOP+PPA | 0
22 | 2024-01-31 | UCOP+PPA | 0
23 | 2024-01-31 | UCOP+PPA | 0
0 | 2024-02-01 | UCOP+PPA | 0
1 | 2024-02-01 | UCOP+PPA | 0
2 | 2024-02-01 | UCOP+PPA | 0
3 | 2024-02-01 | UCOP+PPA | 0
4 | 2024-02-01 | UCOP+PPA | 0
5 | 2024-02-01 | UCOP+PPA | 0
6 | 2024-02-01 | UCOP+PPA | 0
7 | 2024-02-01 | UCOP+PPA | 0
8 | 2024-02-01 | UCOP+PPA | 0
9 | 2024-02-01 | UCOP+PPA | 0
10 | 2024-02-01 | UCOP+PPA | 0
11 | 2024-02-01 | UCOP+PPA | 0
12 | 2024-02-01 | UCOP+PPA | 0
13 | 2024-02-01 | UCOP+PPA | 0
14 | 2024-02-01 | UCOP+PPA | 0
15 | 2024-02-01 | UCOP+PPA | 0
16 | 2024-02-01 | UCOP+PPA | 0
17 | 2024-02-01 | UCOP+PPA | 0
18 | 2024-02-01 | UCOP+PPA | 0
19 | 2024-02-01 | UCOP+PPA | 0
20 | 2024-02-01 | UCOP+PPA | 0
21 | 2024-02-01 | UCOP+PPA | 0
22 | 2024-02-01 | UCOP+PPA | 0
23 | 2024-02-01 | UCOP+PPA | 0
0 | 2024-02-02 | UCOP+PPA | 0
1 | 2024-02-02 | UCOP+PPA | 0
2 | 2024-02-02 | UCOP+PPA | 0
3 | 2024-02-02 | UCOP+PPA | 0
4 | 2024-02-02 | UCOP+PPA | 0
5 | 2024-02-02 | UCOP+PPA | 0
6 | 2024-02-02 | UCOP+PPA | 0
7 | 2024-02-02 | UCOP+PPA | 0
8 | 2024-02-02 | UCOP+PPA | 0
9 | 2024-02-02 | UCOP+PPA | 0
10 | 2024-02-02 | UCOP+PPA | 0
11 | 2024-02-02 | UCOP+PPA | 0
12 | 2024-02-02 | UCOP+PPA | 0
13 | 2024-02-02 | UCOP+PPA | 0
14 | 2024-02-02 | UCOP+PPA | 0
15 | 2024-02-02 | UCOP+PPA | 0
16 | 2024-02-02 | UCOP+PPA | 0
17 | 2024-02-02 | UCOP+PPA | 0
18 | 2024-02-02 | UCOP+PPA | 0
19 | 2024-02-02 | UCOP+PPA | 0
20 | 2024-02-02 | UCOP+PPA | 0
21 | 2024-02-02 | UCOP+PPA | 0
22 | 2024-02-02 | UCOP+PPA | 0
23 | 2024-02-02 | UCOP+PPA | 0
0 | 2024-02-03 | UCOP+PPA | 0
1 | 2024-02-03 | UCOP+PPA | 0
2 | 2024-02-03 | UCOP+PPA | 0
3 | 2024-02-03 | UCOP+PPA | 0
4 | 2024-02-03 | UCOP+PPA | 0
5 | 2024-02-03 | UCOP+PPA | 0
6 | 2024-02-03 | UCOP+PPA | 0
7 | 2024-02-03 | UCOP+PPA | 0
8 | 2024-02-03 | UCOP+PPA | 0
9 | 2024-02-03 | UCOP+PPA | 0
10 | 2024-02-03 | UCOP+PPA | 0
11 | 2024-02-03 | UCOP+PPA | 0
12 | 2024-02-03 | UCOP+PPA | 0
13 | 2024-02-03 | UCOP+PPA | 0
14 | 2024-02-03 | UCOP+PPA | 0
15 | 2024-02-03 | UCOP+PPA | 0
16 | 2024-02-03 | UCOP+PPA | 0
17 | 2024-02-03 | UCOP+PPA | 0
18 | 2024-02-03 | UCOP+PPA | 0
19 | 2024-02-03 | UCOP+PPA | 0
20 | 2024-02-03 | UCOP+PPA | 0
21 | 2024-02-03 | UCOP+PPA | 0
22 | 2024-02-03 | UCOP+PPA | 0
23 | 2024-02-03 | UCOP+PPA | 0
0 | 2024-02-04 | UCOP+PPA | 0
1 | 2024-02-04 | UCOP+PPA | 0
2 | 2024-02-04 | UCOP+PPA | 0
3 | 2024-02-04 | UCOP+PPA | 0
4 | 2024-02-04 | UCOP+PPA | 0
5 | 2024-02-04 | UCOP+PPA | 0
6 | 2024-02-04 | UCOP+PPA | 0
7 | 2024-02-04 | UCOP+PPA | 0
8 | 2024-02-04 | UCOP+PPA | 0
9 | 2024-02-04 | UCOP+PPA | 0
10 | 2024-02-04 | UCOP+PPA | 0
11 | 2024-02-04 | UCOP+PPA | 0
12 | 2024-02-04 | UCOP+PPA | 0
13 | 2024-02-04 | UCOP+PPA | 0
14 | 2024-02-04 | UCOP+PPA | 0
15 | 2024-02-04 | UCOP+PPA | 0
16 | 2024-02-04 | UCOP+PPA | 0
17 | 2024-02-04 | UCOP+PPA | 0
18 | 2024-02-04 | UCOP+PPA | 0
19 | 2024-02-04 | UCOP+PPA | 0
20 | 2024-02-04 | UCOP+PPA | 0
21 | 2024-02-04 | UCOP+PPA | 0
22 | 2024-02-04 | UCOP+PPA | 0
23 | 2024-02-04 | UCOP+PPA | 0
0 | 2024-02-05 | UCOP+PPA | 0
1 | 2024-02-05 | UCOP+PPA | 0
2 | 2024-02-05 | UCOP+PPA | 0
3 | 2024-02-05 | UCOP+PPA | 0
4 | 2024-02-05 | UCOP+PPA | 0
5 | 2024-02-05 | UCOP+PPA | 0
6 | 2024-02-05 | UCOP+PPA | 0
7 | 2024-02-05 | UCOP+PPA | 0
8 | 2024-02-05 | UCOP+PPA | 0
9 | 2024-02-05 | UCOP+PPA | 0
10 | 2024-02-05 | UCOP+PPA | 0
11 | 2024-02-05 | UCOP+PPA | 0
12 | 2024-02-05 | UCOP+PPA | 0
13 | 2024-02-05 | UCOP+PPA | 0
14 | 2024-02-05 | UCOP+PPA | 0
15 | 2024-02-05 | UCOP+PPA | 0
16 | 2024-02-05 | UCOP+PPA | 0
17 | 2024-02-05 | UCOP+PPA | 0
18 | 2024-02-05 | UCOP+PPA | 0
19 | 2024-02-05 | UCOP+PPA | 0
20 | 2024-02-05 | UCOP+PPA | 0
21 | 2024-02-05 | UCOP+PPA | 0
22 | 2024-02-05 | UCOP+PPA | 0
23 | 2024-02-05 | UCOP+PPA | 0
0 | 2024-02-06 | UCOP+PPA | 0
1 | 2024-02-06 | UCOP+PPA | 0
2 | 2024-02-06 | UCOP+PPA | 0
3 | 2024-02-06 | UCOP+PPA | 0
4 | 2024-02-06 | UCOP+PPA | 0
5 | 2024-02-06 | UCOP+PPA | 0
6 | 2024-02-06 | UCOP+PPA | 0
7 | 2024-02-06 | UCOP+PPA | 0
8 | 2024-02-06 | UCOP+PPA | 0
9 | 2024-02-06 | UCOP+PPA | 0
10 | 2024-02-06 | UCOP+PPA | 0
11 | 2024-02-06 | UCOP+PPA | 0
12 | 2024-02-06 | UCOP+PPA | 0
13 | 2024-02-06 | UCOP+PPA | 0
14 | 2024-02-06 | UCOP+PPA | 0
15 | 2024-02-06 | UCOP+PPA | 0
16 | 2024-02-06 | UCOP+PPA | 0
17 | 2024-02-06 | UCOP+PPA | 0
18 | 2024-02-06 | UCOP+PPA | 0
19 | 2024-02-06 | UCOP+PPA | 0
20 | 2024-02-06 | UCOP+PPA | 0
21 | 2024-02-06 | UCOP+PPA | 0
22 | 2024-02-06 | UCOP+PPA | 0
23 | 2024-02-06 | UCOP+PPA | 0
0 | 2024-02-07 | UCOP+PPA | 0
1 | 2024-02-07 | UCOP+PPA | 0
2 | 2024-02-07 | UCOP+PPA | 0
3 | 2024-02-07 | UCOP+PPA | 0
4 | 2024-02-07 | UCOP+PPA | 0
5 | 2024-02-07 | UCOP+PPA | 0
6 | 2024-02-07 | UCOP+PPA | 0
7 | 2024-02-07 | UCOP+PPA | 0
8 | 2024-02-07 | UCOP+PPA | 0
9 | 2024-02-07 | UCOP+PPA | 0
10 | 2024-02-07 | UCOP+PPA | 0
11 | 2024-02-07 | UCOP+PPA | 0
12 | 2024-02-07 | UCOP+PPA | 0
13 | 2024-02-07 | UCOP+PPA | 0
14 | 2024-02-07 | UCOP+PPA | 0
15 | 2024-02-07 | UCOP+PPA | 0
16 | 2024-02-07 | UCOP+PPA | 0
17 | 2024-02-07 | UCOP+PPA | 0
18 | 2024-02-07 | UCOP+PPA | 0
19 | 2024-02-07 | UCOP+PPA | 0
20 | 2024-02-07 | UCOP+PPA | 0
21 | 2024-02-07 | UCOP+PPA | 0
22 | 2024-02-07 | UCOP+PPA | 0
23 | 2024-02-07 | UCOP+PPA | 0
0 | 2024-02-08 | UCOP+PPA | 0
1 | 2024-02-08 | UCOP+PPA | 0
2 | 2024-02-08 | UCOP+PPA | 0
3 | 2024-02-08 | UCOP+PPA | 0
4 | 2024-02-08 | UCOP+PPA | 0
5 | 2024-02-08 | UCOP+PPA | 0
6 | 2024-02-08 | UCOP+PPA | 0
7 | 2024-02-08 | UCOP+PPA | 0
8 | 2024-02-08 | UCOP+PPA | 0
9 | 2024-02-08 | UCOP+PPA | 0
10 | 2024-02-08 | UCOP+PPA | 0
11 | 2024-02-08 | UCOP+PPA | 0
12 | 2024-02-08 | UCOP+PPA | 0
13 | 2024-02-08 | UCOP+PPA | 0
14 | 2024-02-08 | UCOP+PPA | 0
15 | 2024-02-08 | UCOP+PPA | 0
16 | 2024-02-08 | UCOP+PPA | 0
17 | 2024-02-08 | UCOP+PPA | 0
18 | 2024-02-08 | UCOP+PPA | 0
19 | 2024-02-08 | UCOP+PPA | 0
20 | 2024-02-08 | UCOP+PPA | 0
21 | 2024-02-08 | UCOP+PPA | 0
22 | 2024-02-08 | UCOP+PPA | 0
23 | 2024-02-08 | UCOP+PPA | 0
0 | 2024-02-09 | UCOP+PPA | 0
1 | 2024-02-09 | UCOP+PPA | 0
2 | 2024-02-09 | UCOP+PPA | 0
3 | 2024-02-09 | UCOP+PPA | 0
4 | 2024-02-09 | UCOP+PPA | 0
5 | 2024-02-09 | UCOP+PPA | 0
6 | 2024-02-09 | UCOP+PPA | 0
7 | 2024-02-09 | UCOP+PPA | 0
8 | 2024-02-09 | UCOP+PPA | 0
9 | 2024-02-09 | UCOP+PPA | 0
10 | 2024-02-09 | UCOP+PPA | 0
11 | 2024-02-09 | UCOP+PPA | 0
12 | 2024-02-09 | UCOP+PPA | 0
13 | 2024-02-09 | UCOP+PPA | 0
14 | 2024-02-09 | UCOP+PPA | 0
15 | 2024-02-09 | UCOP+PPA | 0
16 | 2024-02-09 | UCOP+PPA | 0
17 | 2024-02-09 | UCOP+PPA | 0
18 | 2024-02-09 | UCOP+PPA | 0
19 | 2024-02-09 | UCOP+PPA | 0
20 | 2024-02-09 | UCOP+PPA | 0
21 | 2024-02-09 | UCOP+PPA | 0
22 | 2024-02-09 | UCOP+PPA | 0
23 | 2024-02-09 | UCOP+PPA | 0
0 | 2024-02-10 | UCOP+PPA | 0
1 | 2024-02-10 | UCOP+PPA | 0
2 | 2024-02-10 | UCOP+PPA | 0
3 | 2024-02-10 | UCOP+PPA | 0
4 | 2024-02-10 | UCOP+PPA | 0
5 | 2024-02-10 | UCOP+PPA | 0
6 | 2024-02-10 | UCOP+PPA | 0
7 | 2024-02-10 | UCOP+PPA | 0
8 | 2024-02-10 | UCOP+PPA | 0
9 | 2024-02-10 | UCOP+PPA | 0
10 | 2024-02-10 | UCOP+PPA | 0
11 | 2024-02-10 | UCOP+PPA | 0
12 | 2024-02-10 | UCOP+PPA | 0
13 | 2024-02-10 | UCOP+PPA | 0
14 | 2024-02-10 | UCOP+PPA | 0
15 | 2024-02-10 | UCOP+PPA | 0
16 | 2024-02-10 | UCOP+PPA | 0
17 | 2024-02-10 | UCOP+PPA | 0
18 | 2024-02-10 | UCOP+PPA | 0
19 | 2024-02-10 | UCOP+PPA | 0
20 | 2024-02-10 | UCOP+PPA | 0
21 | 2024-02-10 | UCOP+PPA | 0
22 | 2024-02-10 | UCOP+PPA | 0
23 | 2024-02-10 | UCOP+PPA | 0
0 | 2024-02-11 | UCOP+PPA | 0
1 | 2024-02-11 | UCOP+PPA | 0
2 | 2024-02-11 | UCOP+PPA | 0
3 | 2024-02-11 | UCOP+PPA | 0
4 | 2024-02-11 | UCOP+PPA | 0
5 | 2024-02-11 | UCOP+PPA | 0
6 | 2024-02-11 | UCOP+PPA | 0
7 | 2024-02-11 | UCOP+PPA | 0
8 | 2024-02-11 | UCOP+PPA | 0
9 | 2024-02-11 | UCOP+PPA | 0
10 | 2024-02-11 | UCOP+PPA | 0
11 | 2024-02-11 | UCOP+PPA | 0
12 | 2024-02-11 | UCOP+PPA | 0
13 | 2024-02-11 | UCOP+PPA | 0
14 | 2024-02-11 | UCOP+PPA | 0
15 | 2024-02-11 | UCOP+PPA | 0
16 | 2024-02-11 | UCOP+PPA | 0
17 | 2024-02-11 | UCOP+PPA | 0
18 | 2024-02-11 | UCOP+PPA | 0
19 | 2024-02-11 | UCOP+PPA | 0
20 | 2024-02-11 | UCOP+PPA | 0
21 | 2024-02-11 | UCOP+PPA | 0
22 | 2024-02-11 | UCOP+PPA | 0
23 | 2024-02-11 | UCOP+PPA | 0
0 | 2024-02-12 | UCOP+PPA | 0
1 | 2024-02-12 | UCOP+PPA | 0
2 | 2024-02-12 | UCOP+PPA | 0
3 | 2024-02-12 | UCOP+PPA | 0
4 | 2024-02-12 | UCOP+PPA | 0
5 | 2024-02-12 | UCOP+PPA | 0
6 | 2024-02-12 | UCOP+PPA | 0
7 | 2024-02-12 | UCOP+PPA | 0
8 | 2024-02-12 | UCOP+PPA | 0
9 | 2024-02-12 | UCOP+PPA | 0
10 | 2024-02-12 | UCOP+PPA | 0
11 | 2024-02-12 | UCOP+PPA | 0
12 | 2024-02-12 | UCOP+PPA | 0
13 | 2024-02-12 | UCOP+PPA | 0
14 | 2024-02-12 | UCOP+PPA | 0
15 | 2024-02-12 | UCOP+PPA | 0
16 | 2024-02-12 | UCOP+PPA | 0
17 | 2024-02-12 | UCOP+PPA | 0
18 | 2024-02-12 | UCOP+PPA | 0
19 | 2024-02-12 | UCOP+PPA | 0
20 | 2024-02-12 | UCOP+PPA | 0
21 | 2024-02-12 | UCOP+PPA | 0
22 | 2024-02-12 | UCOP+PPA | 0
23 | 2024-02-12 | UCOP+PPA | 0
0 | 2024-02-13 | UCOP+PPA | 0
1 | 2024-02-13 | UCOP+PPA | 0
2 | 2024-02-13 | UCOP+PPA | 0
3 | 2024-02-13 | UCOP+PPA | 0
4 | 2024-02-13 | UCOP+PPA | 0
5 | 2024-02-13 | UCOP+PPA | 0
6 | 2024-02-13 | UCOP+PPA | 0
7 | 2024-02-13 | UCOP+PPA | 0
8 | 2024-02-13 | UCOP+PPA | 0
9 | 2024-02-13 | UCOP+PPA | 0
10 | 2024-02-13 | UCOP+PPA | 0
11 | 2024-02-13 | UCOP+PPA | 0
12 | 2024-02-13 | UCOP+PPA | 0
13 | 2024-02-13 | UCOP+PPA | 0
14 | 2024-02-13 | UCOP+PPA | 0
15 | 2024-02-13 | UCOP+PPA | 0
16 | 2024-02-13 | UCOP+PPA | 0
17 | 2024-02-13 | UCOP+PPA | 0
18 | 2024-02-13 | UCOP+PPA | 0
19 | 2024-02-13 | UCOP+PPA | 0
20 | 2024-02-13 | UCOP+PPA | 0
21 | 2024-02-13 | UCOP+PPA | 0
22 | 2024-02-13 | UCOP+PPA | 0
23 | 2024-02-13 | UCOP+PPA | 0
0 | 2024-02-14 | UCOP+PPA | 0
1 | 2024-02-14 | UCOP+PPA | 0
2 | 2024-02-14 | UCOP+PPA | 0
3 | 2024-02-14 | UCOP+PPA | 0
4 | 2024-02-14 | UCOP+PPA | 0
5 | 2024-02-14 | UCOP+PPA | 0
6 | 2024-02-14 | UCOP+PPA | 0
7 | 2024-02-14 | UCOP+PPA | 0
8 | 2024-02-14 | UCOP+PPA | 0
9 | 2024-02-14 | UCOP+PPA | 0
10 | 2024-02-14 | UCOP+PPA | 0
11 | 2024-02-14 | UCOP+PPA | 0
12 | 2024-02-14 | UCOP+PPA | 0
13 | 2024-02-14 | UCOP+PPA | 0
14 | 2024-02-14 | UCOP+PPA | 0
15 | 2024-02-14 | UCOP+PPA | 0
16 | 2024-02-14 | UCOP+PPA | 0
17 | 2024-02-14 | UCOP+PPA | 0
18 | 2024-02-14 | UCOP+PPA | 0
19 | 2024-02-14 | UCOP+PPA | 0
20 | 2024-02-14 | UCOP+PPA | 0
21 | 2024-02-14 | UCOP+PPA | 0
22 | 2024-02-14 | UCOP+PPA | 0
23 | 2024-02-14 | UCOP+PPA | 0
0 | 2024-02-15 | UCOP+PPA | 0
1 | 2024-02-15 | UCOP+PPA | 0
2 | 2024-02-15 | UCOP+PPA | 0
3 | 2024-02-15 | UCOP+PPA | 0
4 | 2024-02-15 | UCOP+PPA | 0
5 | 2024-02-15 | UCOP+PPA | 0
6 | 2024-02-15 | UCOP+PPA | 0
7 | 2024-02-15 | UCOP+PPA | 0
8 | 2024-02-15 | UCOP+PPA | 0
9 | 2024-02-15 | UCOP+PPA | 0
10 | 2024-02-15 | UCOP+PPA | 0
11 | 2024-02-15 | UCOP+PPA | 0
12 | 2024-02-15 | UCOP+PPA | 0
13 | 2024-02-15 | UCOP+PPA | 0
14 | 2024-02-15 | UCOP+PPA | 0
15 | 2024-02-15 | UCOP+PPA | 0
16 | 2024-02-15 | UCOP+PPA | 0
17 | 2024-02-15 | UCOP+PPA | 0
18 | 2024-02-15 | UCOP+PPA | 0
19 | 2024-02-15 | UCOP+PPA | 0
20 | 2024-02-15 | UCOP+PPA | 0
21 | 2024-02-15 | UCOP+PPA | 0
22 | 2024-02-15 | UCOP+PPA | 0
23 | 2024-02-15 | UCOP+PPA | 0
0 | 2024-02-16 | UCOP+PPA | 0
1 | 2024-02-16 | UCOP+PPA | 0
2 | 2024-02-16 | UCOP+PPA | 0
3 | 2024-02-16 | UCOP+PPA | 0
4 | 2024-02-16 | UCOP+PPA | 0
5 | 2024-02-16 | UCOP+PPA | 0
6 | 2024-02-16 | UCOP+PPA | 0
7 | 2024-02-16 | UCOP+PPA | 0
8 | 2024-02-16 | UCOP+PPA | 0
9 | 2024-02-16 | UCOP+PPA | 0
10 | 2024-02-16 | UCOP+PPA | 0
11 | 2024-02-16 | UCOP+PPA | 0
12 | 2024-02-16 | UCOP+PPA | 0
13 | 2024-02-16 | UCOP+PPA | 0
14 | 2024-02-16 | UCOP+PPA | 0
15 | 2024-02-16 | UCOP+PPA | 0
16 | 2024-02-16 | UCOP+PPA | 0
17 | 2024-02-16 | UCOP+PPA | 0
18 | 2024-02-16 | UCOP+PPA | 0
19 | 2024-02-16 | UCOP+PPA | 0
20 | 2024-02-16 | UCOP+PPA | 0
21 | 2024-02-16 | UCOP+PPA | 0
22 | 2024-02-16 | UCOP+PPA | 0
23 | 2024-02-16 | UCOP+PPA | 0
0 | 2024-02-17 | UCOP+PPA | 0
1 | 2024-02-17 | UCOP+PPA | 0
2 | 2024-02-17 | UCOP+PPA | 0
3 | 2024-02-17 | UCOP+PPA | 0
4 | 2024-02-17 | UCOP+PPA | 0
5 | 2024-02-17 | UCOP+PPA | 0
6 | 2024-02-17 | UCOP+PPA | 0
7 | 2024-02-17 | UCOP+PPA | 0
8 | 2024-02-17 | UCOP+PPA | 0
9 | 2024-02-17 | UCOP+PPA | 0
10 | 2024-02-17 | UCOP+PPA | 0
11 | 2024-02-17 | UCOP+PPA | 0
12 | 2024-02-17 | UCOP+PPA | 0
13 | 2024-02-17 | UCOP+PPA | 0
14 | 2024-02-17 | UCOP+PPA | 0
15 | 2024-02-17 | UCOP+PPA | 0
16 | 2024-02-17 | UCOP+PPA | 0
17 | 2024-02-17 | UCOP+PPA | 0
18 | 2024-02-17 | UCOP+PPA | 0
19 | 2024-02-17 | UCOP+PPA | 0
20 | 2024-02-17 | UCOP+PPA | 0
21 | 2024-02-17 | UCOP+PPA | 0
22 | 2024-02-17 | UCOP+PPA | 0
23 | 2024-02-17 | UCOP+PPA | 0
0 | 2024-02-18 | UCOP+PPA | 0
1 | 2024-02-18 | UCOP+PPA | 0
2 | 2024-02-18 | UCOP+PPA | 0
3 | 2024-02-18 | UCOP+PPA | 0
4 | 2024-02-18 | UCOP+PPA | 0
5 | 2024-02-18 | UCOP+PPA | 0
6 | 2024-02-18 | UCOP+PPA | 0
7 | 2024-02-18 | UCOP+PPA | 0
8 | 2024-02-18 | UCOP+PPA | 0
9 | 2024-02-18 | UCOP+PPA | 0
10 | 2024-02-18 | UCOP+PPA | 0
11 | 2024-02-18 | UCOP+PPA | 0
12 | 2024-02-18 | UCOP+PPA | 0
13 | 2024-02-18 | UCOP+PPA | 0
14 | 2024-02-18 | UCOP+PPA | 0
15 | 2024-02-18 | UCOP+PPA | 0
16 | 2024-02-18 | UCOP+PPA | 0
17 | 2024-02-18 | UCOP+PPA | 0
18 | 2024-02-18 | UCOP+PPA | 0
19 | 2024-02-18 | UCOP+PPA | 0
20 | 2024-02-18 | UCOP+PPA | 0
21 | 2024-02-18 | UCOP+PPA | 0
22 | 2024-02-18 | UCOP+PPA | 0
23 | 2024-02-18 | UCOP+PPA | 0
0 | 2024-02-19 | UCOP+PPA | 0
1 | 2024-02-19 | UCOP+PPA | 0
2 | 2024-02-19 | UCOP+PPA | 0
3 | 2024-02-19 | UCOP+PPA | 0
4 | 2024-02-19 | UCOP+PPA | 0
5 | 2024-02-19 | UCOP+PPA | 0
6 | 2024-02-19 | UCOP+PPA | 0
7 | 2024-02-19 | UCOP+PPA | 0
8 | 2024-02-19 | UCOP+PPA | 0
9 | 2024-02-19 | UCOP+PPA | 0
10 | 2024-02-19 | UCOP+PPA | 0
11 | 2024-02-19 | UCOP+PPA | 0
12 | 2024-02-19 | UCOP+PPA | 0
13 | 2024-02-19 | UCOP+PPA | 0
14 | 2024-02-19 | UCOP+PPA | 0
15 | 2024-02-19 | UCOP+PPA | 0
16 | 2024-02-19 | UCOP+PPA | 0
17 | 2024-02-19 | UCOP+PPA | 0
18 | 2024-02-19 | UCOP+PPA | 0
19 | 2024-02-19 | UCOP+PPA | 0
20 | 2024-02-19 | UCOP+PPA | 0
21 | 2024-02-19 | UCOP+PPA | 0
22 | 2024-02-19 | UCOP+PPA | 0
23 | 2024-02-19 | UCOP+PPA | 0
0 | 2024-02-20 | UCOP+PPA | 0
1 | 2024-02-20 | UCOP+PPA | 0
2 | 2024-02-20 | UCOP+PPA | 0
3 | 2024-02-20 | UCOP+PPA | 0
4 | 2024-02-20 | UCOP+PPA | 0
5 | 2024-02-20 | UCOP+PPA | 0
6 | 2024-02-20 | UCOP+PPA | 0
7 | 2024-02-20 | UCOP+PPA | 0
8 | 2024-02-20 | UCOP+PPA | 0
9 | 2024-02-20 | UCOP+PPA | 0
10 | 2024-02-20 | UCOP+PPA | 0
11 | 2024-02-20 | UCOP+PPA | 0
12 | 2024-02-20 | UCOP+PPA | 0
13 | 2024-02-20 | UCOP+PPA | 0
14 | 2024-02-20 | UCOP+PPA | 0
15 | 2024-02-20 | UCOP+PPA | 0
16 | 2024-02-20 | UCOP+PPA | 0
17 | 2024-02-20 | UCOP+PPA | 0
18 | 2024-02-20 | UCOP+PPA | 0
19 | 2024-02-20 | UCOP+PPA | 0
20 | 2024-02-20 | UCOP+PPA | 0
21 | 2024-02-20 | UCOP+PPA | 0
22 | 2024-02-20 | UCOP+PPA | 0
23 | 2024-02-20 | UCOP+PPA | 0
0 | 2024-02-21 | UCOP+PPA | 0
1 | 2024-02-21 | UCOP+PPA | 0
2 | 2024-02-21 | UCOP+PPA | 0
3 | 2024-02-21 | UCOP+PPA | 0
4 | 2024-02-21 | UCOP+PPA | 0
5 | 2024-02-21 | UCOP+PPA | 0
6 | 2024-02-21 | UCOP+PPA | 0
7 | 2024-02-21 | UCOP+PPA | 0
8 | 2024-02-21 | UCOP+PPA | 0
9 | 2024-02-21 | UCOP+PPA | 0
10 | 2024-02-21 | UCOP+PPA | 0
11 | 2024-02-21 | UCOP+PPA | 0
12 | 2024-02-21 | UCOP+PPA | 0
13 | 2024-02-21 | UCOP+PPA | 0
14 | 2024-02-21 | UCOP+PPA | 0
15 | 2024-02-21 | UCOP+PPA | 0
16 | 2024-02-21 | UCOP+PPA | 0
17 | 2024-02-21 | UCOP+PPA | 0
18 | 2024-02-21 | UCOP+PPA | 0
19 | 2024-02-21 | UCOP+PPA | 0
20 | 2024-02-21 | UCOP+PPA | 0
21 | 2024-02-21 | UCOP+PPA | 0
22 | 2024-02-21 | UCOP+PPA | 0
23 | 2024-02-21 | UCOP+PPA | 0
0 | 2024-02-22 | UCOP+PPA | 0
1 | 2024-02-22 | UCOP+PPA | 0
2 | 2024-02-22 | UCOP+PPA | 0
3 | 2024-02-22 | UCOP+PPA | 0
4 | 2024-02-22 | UCOP+PPA | 0
5 | 2024-02-22 | UCOP+PPA | 0
6 | 2024-02-22 | UCOP+PPA | 0
7 | 2024-02-22 | UCOP+PPA | 0
8 | 2024-02-22 | UCOP+PPA | 0
9 | 2024-02-22 | UCOP+PPA | 0
10 | 2024-02-22 | UCOP+PPA | 0
11 | 2024-02-22 | UCOP+PPA | 0
12 | 2024-02-22 | UCOP+PPA | 0
13 | 2024-02-22 | UCOP+PPA | 0
14 | 2024-02-22 | UCOP+PPA | 0
15 | 2024-02-22 | UCOP+PPA | 0
16 | 2024-02-22 | UCOP+PPA | 0
17 | 2024-02-22 | UCOP+PPA | 0
18 | 2024-02-22 | UCOP+PPA | 0
19 | 2024-02-22 | UCOP+PPA | 0
20 | 2024-02-22 | UCOP+PPA | 0
21 | 2024-02-22 | UCOP+PPA | 0
22 | 2024-02-22 | UCOP+PPA | 0
23 | 2024-02-22 | UCOP+PPA | 0
0 | 2024-02-23 | UCOP+PPA | 0
1 | 2024-02-23 | UCOP+PPA | 0
2 | 2024-02-23 | UCOP+PPA | 0
3 | 2024-02-23 | UCOP+PPA | 0
4 | 2024-02-23 | UCOP+PPA | 0
5 | 2024-02-23 | UCOP+PPA | 0
6 | 2024-02-23 | UCOP+PPA | 0
7 | 2024-02-23 | UCOP+PPA | 0
8 | 2024-02-23 | UCOP+PPA | 0
9 | 2024-02-23 | UCOP+PPA | 0
10 | 2024-02-23 | UCOP+PPA | 0
11 | 2024-02-23 | UCOP+PPA | 0
12 | 2024-02-23 | UCOP+PPA | 0
13 | 2024-02-23 | UCOP+PPA | 0
14 | 2024-02-23 | UCOP+PPA | 0
15 | 2024-02-23 | UCOP+PPA | 0
16 | 2024-02-23 | UCOP+PPA | 0
17 | 2024-02-23 | UCOP+PPA | 0
18 | 2024-02-23 | UCOP+PPA | 0
19 | 2024-02-23 | UCOP+PPA | 0
20 | 2024-02-23 | UCOP+PPA | 0
21 | 2024-02-23 | UCOP+PPA | 0
22 | 2024-02-23 | UCOP+PPA | 0
23 | 2024-02-23 | UCOP+PPA | 0
0 | 2024-02-24 | UCOP+PPA | 0
1 | 2024-02-24 | UCOP+PPA | 0
2 | 2024-02-24 | UCOP+PPA | 0
3 | 2024-02-24 | UCOP+PPA | 0
4 | 2024-02-24 | UCOP+PPA | 0
5 | 2024-02-24 | UCOP+PPA | 0
6 | 2024-02-24 | UCOP+PPA | 0
7 | 2024-02-24 | UCOP+PPA | 0
8 | 2024-02-24 | UCOP+PPA | 0
9 | 2024-02-24 | UCOP+PPA | 0
10 | 2024-02-24 | UCOP+PPA | 0
11 | 2024-02-24 | UCOP+PPA | 0
12 | 2024-02-24 | UCOP+PPA | 0
13 | 2024-02-24 | UCOP+PPA | 0
14 | 2024-02-24 | UCOP+PPA | 0
15 | 2024-02-24 | UCOP+PPA | 0
16 | 2024-02-24 | UCOP+PPA | 0
17 | 2024-02-24 | UCOP+PPA | 0
18 | 2024-02-24 | UCOP+PPA | 0
19 | 2024-02-24 | UCOP+PPA | 0
20 | 2024-02-24 | UCOP+PPA | 0
21 | 2024-02-24 | UCOP+PPA | 0
22 | 2024-02-24 | UCOP+PPA | 0
23 | 2024-02-24 | UCOP+PPA | 0
0 | 2024-02-25 | UCOP+PPA | 0
1 | 2024-02-25 | UCOP+PPA | 0
2 | 2024-02-25 | UCOP+PPA | 0
3 | 2024-02-25 | UCOP+PPA | 0
4 | 2024-02-25 | UCOP+PPA | 0
5 | 2024-02-25 | UCOP+PPA | 0
6 | 2024-02-25 | UCOP+PPA | 0
7 | 2024-02-25 | UCOP+PPA | 0
8 | 2024-02-25 | UCOP+PPA | 0
9 | 2024-02-25 | UCOP+PPA | 0
10 | 2024-02-25 | UCOP+PPA | 0
11 | 2024-02-25 | UCOP+PPA | 0
12 | 2024-02-25 | UCOP+PPA | 0
13 | 2024-02-25 | UCOP+PPA | 0
14 | 2024-02-25 | UCOP+PPA | 0
15 | 2024-02-25 | UCOP+PPA | 0
16 | 2024-02-25 | UCOP+PPA | 0
17 | 2024-02-25 | UCOP+PPA | 0
18 | 2024-02-25 | UCOP+PPA | 0
19 | 2024-02-25 | UCOP+PPA | 0
20 | 2024-02-25 | UCOP+PPA | 0
21 | 2024-02-25 | UCOP+PPA | 0
22 | 2024-02-25 | UCOP+PPA | 0
23 | 2024-02-25 | UCOP+PPA | 0
0 | 2024-02-26 | UCOP+PPA | 0
1 | 2024-02-26 | UCOP+PPA | 0
2 | 2024-02-26 | UCOP+PPA | 0
3 | 2024-02-26 | UCOP+PPA | 0
4 | 2024-02-26 | UCOP+PPA | 0
5 | 2024-02-26 | UCOP+PPA | 0
6 | 2024-02-26 | UCOP+PPA | 0
7 | 2024-02-26 | UCOP+PPA | 0
8 | 2024-02-26 | UCOP+PPA | 0
9 | 2024-02-26 | UCOP+PPA | 0
10 | 2024-02-26 | UCOP+PPA | 0
11 | 2024-02-26 | UCOP+PPA | 0
12 | 2024-02-26 | UCOP+PPA | 0
13 | 2024-02-26 | UCOP+PPA | 0
14 | 2024-02-26 | UCOP+PPA | 0
15 | 2024-02-26 | UCOP+PPA | 0
16 | 2024-02-26 | UCOP+PPA | 0
17 | 2024-02-26 | UCOP+PPA | 0
18 | 2024-02-26 | UCOP+PPA | 0
19 | 2024-02-26 | UCOP+PPA | 0
20 | 2024-02-26 | UCOP+PPA | 0
21 | 2024-02-26 | UCOP+PPA | 0
22 | 2024-02-26 | UCOP+PPA | 0
23 | 2024-02-26 | UCOP+PPA | 0
0 | 2024-02-27 | UCOP+PPA | 0
1 | 2024-02-27 | UCOP+PPA | 0
2 | 2024-02-27 | UCOP+PPA | 0
3 | 2024-02-27 | UCOP+PPA | 0
4 | 2024-02-27 | UCOP+PPA | 0
5 | 2024-02-27 | UCOP+PPA | 0
6 | 2024-02-27 | UCOP+PPA | 0
7 | 2024-02-27 | UCOP+PPA | 0
8 | 2024-02-27 | UCOP+PPA | 0
9 | 2024-02-27 | UCOP+PPA | 0
10 | 2024-02-27 | UCOP+PPA | 0
11 | 2024-02-27 | UCOP+PPA | 0
12 | 2024-02-27 | UCOP+PPA | 0
13 | 2024-02-27 | UCOP+PPA | 0
14 | 2024-02-27 | UCOP+PPA | 0
15 | 2024-02-27 | UCOP+PPA | 0
16 | 2024-02-27 | UCOP+PPA | 0
17 | 2024-02-27 | UCOP+PPA | 0
18 | 2024-02-27 | UCOP+PPA | 0
19 | 2024-02-27 | UCOP+PPA | 0
20 | 2024-02-27 | UCOP+PPA | 0
21 | 2024-02-27 | UCOP+PPA | 0
22 | 2024-02-27 | UCOP+PPA | 0
23 | 2024-02-27 | UCOP+PPA | 0
0 | 2024-02-28 | UCOP+PPA | 0
1 | 2024-02-28 | UCOP+PPA | 0
2 | 2024-02-28 | UCOP+PPA | 0
3 | 2024-02-28 | UCOP+PPA | 0
4 | 2024-02-28 | UCOP+PPA | 0
5 | 2024-02-28 | UCOP+PPA | 0
6 | 2024-02-28 | UCOP+PPA | 0
7 | 2024-02-28 | UCOP+PPA | 0
8 | 2024-02-28 | UCOP+PPA | 0
9 | 2024-02-28 | UCOP+PPA | 0
10 | 2024-02-28 | UCOP+PPA | 0
11 | 2024-02-28 | UCOP+PPA | 0
12 | 2024-02-28 | UCOP+PPA | 0
13 | 2024-02-28 | UCOP+PPA | 0
14 | 2024-02-28 | UCOP+PPA | 0
15 | 2024-02-28 | UCOP+PPA | 0
16 | 2024-02-28 | UCOP+PPA | 0
17 | 2024-02-28 | UCOP+PPA | 0
18 | 2024-02-28 | UCOP+PPA | 0
19 | 2024-02-28 | UCOP+PPA | 0
20 | 2024-02-28 | UCOP+PPA | 0
21 | 2024-02-28 | UCOP+PPA | 0
22 | 2024-02-28 | UCOP+PPA | 0
23 | 2024-02-28 | UCOP+PPA | 0
0 | 2024-03-01 | UCOP+PPA | 0
1 | 2024-03-01 | UCOP+PPA | 0
2 | 2024-03-01 | UCOP+PPA | 0
3 | 2024-03-01 | UCOP+PPA | 0
4 | 2024-03-01 | UCOP+PPA | 0
5 | 2024-03-01 | UCOP+PPA | 0
6 | 2024-03-01 | UCOP+PPA | 0
7 | 2024-03-01 | UCOP+PPA | 0
8 | 2024-03-01 | UCOP+PPA | 0
9 | 2024-03-01 | UCOP+PPA | 0
10 | 2024-03-01 | UCOP+PPA | 0
11 | 2024-03-01 | UCOP+PPA | 0
12 | 2024-03-01 | UCOP+PPA | 0
13 | 2024-03-01 | UCOP+PPA | 0
14 | 2024-03-01 | UCOP+PPA | 0
15 | 2024-03-01 | UCOP+PPA | 0
16 | 2024-03-01 | UCOP+PPA | 0
17 | 2024-03-01 | UCOP+PPA | 0
18 | 2024-03-01 | UCOP+PPA | 0
19 | 2024-03-01 | UCOP+PPA | 0
20 | 2024-03-01 | UCOP+PPA | 0
21 | 2024-03-01 | UCOP+PPA | 0
22 | 2024-03-01 | UCOP+PPA | 0
23 | 2024-03-01 | UCOP+PPA | 0
0 | 2024-03-02 | UCOP+PPA | 0
1 | 2024-03-02 | UCOP+PPA | 0
2 | 2024-03-02 | UCOP+PPA | 0
3 | 2024-03-02 | UCOP+PPA | 0
4 | 2024-03-02 | UCOP+PPA | 0
5 | 2024-03-02 | UCOP+PPA | 0
6 | 2024-03-02 | UCOP+PPA | 0
7 | 2024-03-02 | UCOP+PPA | 0
8 | 2024-03-02 | UCOP+PPA | 0
9 | 2024-03-02 | UCOP+PPA | 0
10 | 2024-03-02 | UCOP+PPA | 0
11 | 2024-03-02 | UCOP+PPA | 0
12 | 2024-03-02 | UCOP+PPA | 0
13 | 2024-03-02 | UCOP+PPA | 0
14 | 2024-03-02 | UCOP+PPA | 0
15 | 2024-03-02 | UCOP+PPA | 0
16 | 2024-03-02 | UCOP+PPA | 0
17 | 2024-03-02 | UCOP+PPA | 0
18 | 2024-03-02 | UCOP+PPA | 0
19 | 2024-03-02 | UCOP+PPA | 0
20 | 2024-03-02 | UCOP+PPA | 0
21 | 2024-03-02 | UCOP+PPA | 0
22 | 2024-03-02 | UCOP+PPA | 0
23 | 2024-03-02 | UCOP+PPA | 0
0 | 2024-03-03 | UCOP+PPA | 0
1 | 2024-03-03 | UCOP+PPA | 0
2 | 2024-03-03 | UCOP+PPA | 0
3 | 2024-03-03 | UCOP+PPA | 0
4 | 2024-03-03 | UCOP+PPA | 0
5 | 2024-03-03 | UCOP+PPA | 0
6 | 2024-03-03 | UCOP+PPA | 0
7 | 2024-03-03 | UCOP+PPA | 0
8 | 2024-03-03 | UCOP+PPA | 0
9 | 2024-03-03 | UCOP+PPA | 0
10 | 2024-03-03 | UCOP+PPA | 0
11 | 2024-03-03 | UCOP+PPA | 0
12 | 2024-03-03 | UCOP+PPA | 0
13 | 2024-03-03 | UCOP+PPA | 0
14 | 2024-03-03 | UCOP+PPA | 0
15 | 2024-03-03 | UCOP+PPA | 0
16 | 2024-03-03 | UCOP+PPA | 0
17 | 2024-03-03 | UCOP+PPA | 0
18 | 2024-03-03 | UCOP+PPA | 0
19 | 2024-03-03 | UCOP+PPA | 0
20 | 2024-03-03 | UCOP+PPA | 0
21 | 2024-03-03 | UCOP+PPA | 0
22 | 2024-03-03 | UCOP+PPA | 0
23 | 2024-03-03 | UCOP+PPA | 0
0 | 2024-03-04 | UCOP+PPA | 0
1 | 2024-03-04 | UCOP+PPA | 0
2 | 2024-03-04 | UCOP+PPA | 0
3 | 2024-03-04 | UCOP+PPA | 0
4 | 2024-03-04 | UCOP+PPA | 0
5 | 2024-03-04 | UCOP+PPA | 0
6 | 2024-03-04 | UCOP+PPA | 0
7 | 2024-03-04 | UCOP+PPA | 0
8 | 2024-03-04 | UCOP+PPA | 0
9 | 2024-03-04 | UCOP+PPA | 0
10 | 2024-03-04 | UCOP+PPA | 0
11 | 2024-03-04 | UCOP+PPA | 0
12 | 2024-03-04 | UCOP+PPA | 0
13 | 2024-03-04 | UCOP+PPA | 0
14 | 2024-03-04 | UCOP+PPA | 0
15 | 2024-03-04 | UCOP+PPA | 0
16 | 2024-03-04 | UCOP+PPA | 0
17 | 2024-03-04 | UCOP+PPA | 0
18 | 2024-03-04 | UCOP+PPA | 0
19 | 2024-03-04 | UCOP+PPA | 0
20 | 2024-03-04 | UCOP+PPA | 0
21 | 2024-03-04 | UCOP+PPA | 0
22 | 2024-03-04 | UCOP+PPA | 0
23 | 2024-03-04 | UCOP+PPA | 0
0 | 2024-03-05 | UCOP+PPA | 0
1 | 2024-03-05 | UCOP+PPA | 0
2 | 2024-03-05 | UCOP+PPA | 0
3 | 2024-03-05 | UCOP+PPA | 0
4 | 2024-03-05 | UCOP+PPA | 0
5 | 2024-03-05 | UCOP+PPA | 0
6 | 2024-03-05 | UCOP+PPA | 0
7 | 2024-03-05 | UCOP+PPA | 0
8 | 2024-03-05 | UCOP+PPA | 0
9 | 2024-03-05 | UCOP+PPA | 0
10 | 2024-03-05 | UCOP+PPA | 0
11 | 2024-03-05 | UCOP+PPA | 0
12 | 2024-03-05 | UCOP+PPA | 0
13 | 2024-03-05 | UCOP+PPA | 0
14 | 2024-03-05 | UCOP+PPA | 0
15 | 2024-03-05 | UCOP+PPA | 0
16 | 2024-03-05 | UCOP+PPA | 0
17 | 2024-03-05 | UCOP+PPA | 0
18 | 2024-03-05 | UCOP+PPA | 0
19 | 2024-03-05 | UCOP+PPA | 0
20 | 2024-03-05 | UCOP+PPA | 0
21 | 2024-03-05 | UCOP+PPA | 0
22 | 2024-03-05 | UCOP+PPA | 0
23 | 2024-03-05 | UCOP+PPA | 0
0 | 2024-03-06 | UCOP+PPA | 0
1 | 2024-03-06 | UCOP+PPA | 0
2 | 2024-03-06 | UCOP+PPA | 0
3 | 2024-03-06 | UCOP+PPA | 0
4 | 2024-03-06 | UCOP+PPA | 0
5 | 2024-03-06 | UCOP+PPA | 0
6 | 2024-03-06 | UCOP+PPA | 0
7 | 2024-03-06 | UCOP+PPA | 0
8 | 2024-03-06 | UCOP+PPA | 0
9 | 2024-03-06 | UCOP+PPA | 0
10 | 2024-03-06 | UCOP+PPA | 0
11 | 2024-03-06 | UCOP+PPA | 0
12 | 2024-03-06 | UCOP+PPA | 0
13 | 2024-03-06 | UCOP+PPA | 0
14 | 2024-03-06 | UCOP+PPA | 0
15 | 2024-03-06 | UCOP+PPA | 0
16 | 2024-03-06 | UCOP+PPA | 0
17 | 2024-03-06 | UCOP+PPA | 0
18 | 2024-03-06 | UCOP+PPA | 0
19 | 2024-03-06 | UCOP+PPA | 0
20 | 2024-03-06 | UCOP+PPA | 0
21 | 2024-03-06 | UCOP+PPA | 0
22 | 2024-03-06 | UCOP+PPA | 0
23 | 2024-03-06 | UCOP+PPA | 0
0 | 2024-03-07 | UCOP+PPA | 0
1 | 2024-03-07 | UCOP+PPA | 0
2 | 2024-03-07 | UCOP+PPA | 0
3 | 2024-03-07 | UCOP+PPA | 0
4 | 2024-03-07 | UCOP+PPA | 0
5 | 2024-03-07 | UCOP+PPA | 0
6 | 2024-03-07 | UCOP+PPA | 0
7 | 2024-03-07 | UCOP+PPA | 0
8 | 2024-03-07 | UCOP+PPA | 0
9 | 2024-03-07 | UCOP+PPA | 0
10 | 2024-03-07 | UCOP+PPA | 0
11 | 2024-03-07 | UCOP+PPA | 0
12 | 2024-03-07 | UCOP+PPA | 0
13 | 2024-03-07 | UCOP+PPA | 0
14 | 2024-03-07 | UCOP+PPA | 0
15 | 2024-03-07 | UCOP+PPA | 0
16 | 2024-03-07 | UCOP+PPA | 0
17 | 2024-03-07 | UCOP+PPA | 0
18 | 2024-03-07 | UCOP+PPA | 0
19 | 2024-03-07 | UCOP+PPA | 0
20 | 2024-03-07 | UCOP+PPA | 0
21 | 2024-03-07 | UCOP+PPA | 0
22 | 2024-03-07 | UCOP+PPA | 0
23 | 2024-03-07 | UCOP+PPA | 0
0 | 2024-03-08 | UCOP+PPA | 0
1 | 2024-03-08 | UCOP+PPA | 0
2 | 2024-03-08 | UCOP+PPA | 0
3 | 2024-03-08 | UCOP+PPA | 0
4 | 2024-03-08 | UCOP+PPA | 0
5 | 2024-03-08 | UCOP+PPA | 0
6 | 2024-03-08 | UCOP+PPA | 0
7 | 2024-03-08 | UCOP+PPA | 0
8 | 2024-03-08 | UCOP+PPA | 0
9 | 2024-03-08 | UCOP+PPA | 0
10 | 2024-03-08 | UCOP+PPA | 0
11 | 2024-03-08 | UCOP+PPA | 0
12 | 2024-03-08 | UCOP+PPA | 0
13 | 2024-03-08 | UCOP+PPA | 0
14 | 2024-03-08 | UCOP+PPA | 0
15 | 2024-03-08 | UCOP+PPA | 0
16 | 2024-03-08 | UCOP+PPA | 0
17 | 2024-03-08 | UCOP+PPA | 0
18 | 2024-03-08 | UCOP+PPA | 0
19 | 2024-03-08 | UCOP+PPA | 0
20 | 2024-03-08 | UCOP+PPA | 0
21 | 2024-03-08 | UCOP+PPA | 0
22 | 2024-03-08 | UCOP+PPA | 0
23 | 2024-03-08 | UCOP+PPA | 0
0 | 2024-03-09 | UCOP+PPA | 0
1 | 2024-03-09 | UCOP+PPA | 0
2 | 2024-03-09 | UCOP+PPA | 0
3 | 2024-03-09 | UCOP+PPA | 0
4 | 2024-03-09 | UCOP+PPA | 0
5 | 2024-03-09 | UCOP+PPA | 0
6 | 2024-03-09 | UCOP+PPA | 0
7 | 2024-03-09 | UCOP+PPA | 0
8 | 2024-03-09 | UCOP+PPA | 0
9 | 2024-03-09 | UCOP+PPA | 0
10 | 2024-03-09 | UCOP+PPA | 0
11 | 2024-03-09 | UCOP+PPA | 0
12 | 2024-03-09 | UCOP+PPA | 0
13 | 2024-03-09 | UCOP+PPA | 0
14 | 2024-03-09 | UCOP+PPA | 0
15 | 2024-03-09 | UCOP+PPA | 0
16 | 2024-03-09 | UCOP+PPA | 0
17 | 2024-03-09 | UCOP+PPA | 0
18 | 2024-03-09 | UCOP+PPA | 0
19 | 2024-03-09 | UCOP+PPA | 0
20 | 2024-03-09 | UCOP+PPA | 0
21 | 2024-03-09 | UCOP+PPA | 0
22 | 2024-03-09 | UCOP+PPA | 0
23 | 2024-03-09 | UCOP+PPA | 0
0 | 2024-03-10 | UCOP+PPA | 0
1 | 2024-03-10 | UCOP+PPA | 0
2 | 2024-03-10 | UCOP+PPA | 0
3 | 2024-03-10 | UCOP+PPA | 0
4 | 2024-03-10 | UCOP+PPA | 0
5 | 2024-03-10 | UCOP+PPA | 0
6 | 2024-03-10 | UCOP+PPA | 0
7 | 2024-03-10 | UCOP+PPA | 0
8 | 2024-03-10 | UCOP+PPA | 0
9 | 2024-03-10 | UCOP+PPA | 0
10 | 2024-03-10 | UCOP+PPA | 0
11 | 2024-03-10 | UCOP+PPA | 0
12 | 2024-03-10 | UCOP+PPA | 0
13 | 2024-03-10 | UCOP+PPA | 0
14 | 2024-03-10 | UCOP+PPA | 0
15 | 2024-03-10 | UCOP+PPA | 0
16 | 2024-03-10 | UCOP+PPA | 0
17 | 2024-03-10 | UCOP+PPA | 0
18 | 2024-03-10 | UCOP+PPA | 0
19 | 2024-03-10 | UCOP+PPA | 0
20 | 2024-03-10 | UCOP+PPA | 0
21 | 2024-03-10 | UCOP+PPA | 0
22 | 2024-03-10 | UCOP+PPA | 0
23 | 2024-03-10 | UCOP+PPA | 0
0 | 2024-03-11 | UCOP+PPA | 0
1 | 2024-03-11 | UCOP+PPA | 0
2 | 2024-03-11 | UCOP+PPA | 0
3 | 2024-03-11 | UCOP+PPA | 0
4 | 2024-03-11 | UCOP+PPA | 0
5 | 2024-03-11 | UCOP+PPA | 0
6 | 2024-03-11 | UCOP+PPA | 0
7 | 2024-03-11 | UCOP+PPA | 0
8 | 2024-03-11 | UCOP+PPA | 0
9 | 2024-03-11 | UCOP+PPA | 0
10 | 2024-03-11 | UCOP+PPA | 0
11 | 2024-03-11 | UCOP+PPA | 0
12 | 2024-03-11 | UCOP+PPA | 0
13 | 2024-03-11 | UCOP+PPA | 0
14 | 2024-03-11 | UCOP+PPA | 0
15 | 2024-03-11 | UCOP+PPA | 0
16 | 2024-03-11 | UCOP+PPA | 0
17 | 2024-03-11 | UCOP+PPA | 0
18 | 2024-03-11 | UCOP+PPA | 0
19 | 2024-03-11 | UCOP+PPA | 0
20 | 2024-03-11 | UCOP+PPA | 0
21 | 2024-03-11 | UCOP+PPA | 0
22 | 2024-03-11 | UCOP+PPA | 0
23 | 2024-03-11 | UCOP+PPA | 0
0 | 2024-03-12 | UCOP+PPA | 0
1 | 2024-03-12 | UCOP+PPA | 0
2 | 2024-03-12 | UCOP+PPA | 0
3 | 2024-03-12 | UCOP+PPA | 0
4 | 2024-03-12 | UCOP+PPA | 0
5 | 2024-03-12 | UCOP+PPA | 0
6 | 2024-03-12 | UCOP+PPA | 0
7 | 2024-03-12 | UCOP+PPA | 0
8 | 2024-03-12 | UCOP+PPA | 0
9 | 2024-03-12 | UCOP+PPA | 0
10 | 2024-03-12 | UCOP+PPA | 0
11 | 2024-03-12 | UCOP+PPA | 0
12 | 2024-03-12 | UCOP+PPA | 0
13 | 2024-03-12 | UCOP+PPA | 0
14 | 2024-03-12 | UCOP+PPA | 0
15 | 2024-03-12 | UCOP+PPA | 0
16 | 2024-03-12 | UCOP+PPA | 0
17 | 2024-03-12 | UCOP+PPA | 0
18 | 2024-03-12 | UCOP+PPA | 0
19 | 2024-03-12 | UCOP+PPA | 0
20 | 2024-03-12 | UCOP+PPA | 0
21 | 2024-03-12 | UCOP+PPA | 0
22 | 2024-03-12 | UCOP+PPA | 0
23 | 2024-03-12 | UCOP+PPA | 0
0 | 2024-03-13 | UCOP+PPA | 0
1 | 2024-03-13 | UCOP+PPA | 0
2 | 2024-03-13 | UCOP+PPA | 0
3 | 2024-03-13 | UCOP+PPA | 0
4 | 2024-03-13 | UCOP+PPA | 0
5 | 2024-03-13 | UCOP+PPA | 0
6 | 2024-03-13 | UCOP+PPA | 0
7 | 2024-03-13 | UCOP+PPA | 0
8 | 2024-03-13 | UCOP+PPA | 0
9 | 2024-03-13 | UCOP+PPA | 0
10 | 2024-03-13 | UCOP+PPA | 0
11 | 2024-03-13 | UCOP+PPA | 0
12 | 2024-03-13 | UCOP+PPA | 0
13 | 2024-03-13 | UCOP+PPA | 0
14 | 2024-03-13 | UCOP+PPA | 0
15 | 2024-03-13 | UCOP+PPA | 0
16 | 2024-03-13 | UCOP+PPA | 0
17 | 2024-03-13 | UCOP+PPA | 0
18 | 2024-03-13 | UCOP+PPA | 0
19 | 2024-03-13 | UCOP+PPA | 0
20 | 2024-03-13 | UCOP+PPA | 0
21 | 2024-03-13 | UCOP+PPA | 0
22 | 2024-03-13 | UCOP+PPA | 0
23 | 2024-03-13 | UCOP+PPA | 0
0 | 2024-03-14 | UCOP+PPA | 0
1 | 2024-03-14 | UCOP+PPA | 0
2 | 2024-03-14 | UCOP+PPA | 0
3 | 2024-03-14 | UCOP+PPA | 0
4 | 2024-03-14 | UCOP+PPA | 0
5 | 2024-03-14 | UCOP+PPA | 0
6 | 2024-03-14 | UCOP+PPA | 0
7 | 2024-03-14 | UCOP+PPA | 0
8 | 2024-03-14 | UCOP+PPA | 0
9 | 2024-03-14 | UCOP+PPA | 0
10 | 2024-03-14 | UCOP+PPA | 0
11 | 2024-03-14 | UCOP+PPA | 0
12 | 2024-03-14 | UCOP+PPA | 0
13 | 2024-03-14 | UCOP+PPA | 0
14 | 2024-03-14 | UCOP+PPA | 0
15 | 2024-03-14 | UCOP+PPA | 0
16 | 2024-03-14 | UCOP+PPA | 0
17 | 2024-03-14 | UCOP+PPA | 0
18 | 2024-03-14 | UCOP+PPA | 0
19 | 2024-03-14 | UCOP+PPA | 0
20 | 2024-03-14 | UCOP+PPA | 0
21 | 2024-03-14 | UCOP+PPA | 0
22 | 2024-03-14 | UCOP+PPA | 0
23 | 2024-03-14 | UCOP+PPA | 0
0 | 2024-03-15 | UCOP+PPA | 0
1 | 2024-03-15 | UCOP+PPA | 0
2 | 2024-03-15 | UCOP+PPA | 0
3 | 2024-03-15 | UCOP+PPA | 0
4 | 2024-03-15 | UCOP+PPA | 0
5 | 2024-03-15 | UCOP+PPA | 0
6 | 2024-03-15 | UCOP+PPA | 0
7 | 2024-03-15 | UCOP+PPA | 0
8 | 2024-03-15 | UCOP+PPA | 0
9 | 2024-03-15 | UCOP+PPA | 0
10 | 2024-03-15 | UCOP+PPA | 0
11 | 2024-03-15 | UCOP+PPA | 0
12 | 2024-03-15 | UCOP+PPA | 0
13 | 2024-03-15 | UCOP+PPA | 0
14 | 2024-03-15 | UCOP+PPA | 0
15 | 2024-03-15 | UCOP+PPA | 0
16 | 2024-03-15 | UCOP+PPA | 0
17 | 2024-03-15 | UCOP+PPA | 0
18 | 2024-03-15 | UCOP+PPA | 0
19 | 2024-03-15 | UCOP+PPA | 0
20 | 2024-03-15 | UCOP+PPA | 0
21 | 2024-03-15 | UCOP+PPA | 0
22 | 2024-03-15 | UCOP+PPA | 0
23 | 2024-03-15 | UCOP+PPA | 0
0 | 2024-03-16 | UCOP+PPA | 0
1 | 2024-03-16 | UCOP+PPA | 0
2 | 2024-03-16 | UCOP+PPA | 0
3 | 2024-03-16 | UCOP+PPA | 0
4 | 2024-03-16 | UCOP+PPA | 0
5 | 2024-03-16 | UCOP+PPA | 0
6 | 2024-03-16 | UCOP+PPA | 0
7 | 2024-03-16 | UCOP+PPA | 0
8 | 2024-03-16 | UCOP+PPA | 0
9 | 2024-03-16 | UCOP+PPA | 0
10 | 2024-03-16 | UCOP+PPA | 0
11 | 2024-03-16 | UCOP+PPA | 0
12 | 2024-03-16 | UCOP+PPA | 0
13 | 2024-03-16 | UCOP+PPA | 0
14 | 2024-03-16 | UCOP+PPA | 0
15 | 2024-03-16 | UCOP+PPA | 0
16 | 2024-03-16 | UCOP+PPA | 0
17 | 2024-03-16 | UCOP+PPA | 0
18 | 2024-03-16 | UCOP+PPA | 0
19 | 2024-03-16 | UCOP+PPA | 0
20 | 2024-03-16 | UCOP+PPA | 0
21 | 2024-03-16 | UCOP+PPA | 0
22 | 2024-03-16 | UCOP+PPA | 0
23 | 2024-03-16 | UCOP+PPA | 0
0 | 2024-03-17 | UCOP+PPA | 0
1 | 2024-03-17 | UCOP+PPA | 0
2 | 2024-03-17 | UCOP+PPA | 0
3 | 2024-03-17 | UCOP+PPA | 0
4 | 2024-03-17 | UCOP+PPA | 0
5 | 2024-03-17 | UCOP+PPA | 0
6 | 2024-03-17 | UCOP+PPA | 0
7 | 2024-03-17 | UCOP+PPA | 0
8 | 2024-03-17 | UCOP+PPA | 0
9 | 2024-03-17 | UCOP+PPA | 0
10 | 2024-03-17 | UCOP+PPA | 0
11 | 2024-03-17 | UCOP+PPA | 0
12 | 2024-03-17 | UCOP+PPA | 0
13 | 2024-03-17 | UCOP+PPA | 0
14 | 2024-03-17 | UCOP+PPA | 0
15 | 2024-03-17 | UCOP+PPA | 0
16 | 2024-03-17 | UCOP+PPA | 0
17 | 2024-03-17 | UCOP+PPA | 0
18 | 2024-03-17 | UCOP+PPA | 0
19 | 2024-03-17 | UCOP+PPA | 0
20 | 2024-03-17 | UCOP+PPA | 0
21 | 2024-03-17 | UCOP+PPA | 0
22 | 2024-03-17 | UCOP+PPA | 0
23 | 2024-03-17 | UCOP+PPA | 0
0 | 2024-03-18 | UCOP+PPA | 0
1 | 2024-03-18 | UCOP+PPA | 0
2 | 2024-03-18 | UCOP+PPA | 0
3 | 2024-03-18 | UCOP+PPA | 0
4 | 2024-03-18 | UCOP+PPA | 0
5 | 2024-03-18 | UCOP+PPA | 0
6 | 2024-03-18 | UCOP+PPA | 0
7 | 2024-03-18 | UCOP+PPA | 0
8 | 2024-03-18 | UCOP+PPA | 0
9 | 2024-03-18 | UCOP+PPA | 0
10 | 2024-03-18 | UCOP+PPA | 0
11 | 2024-03-18 | UCOP+PPA | 0
12 | 2024-03-18 | UCOP+PPA | 0
13 | 2024-03-18 | UCOP+PPA | 0
14 | 2024-03-18 | UCOP+PPA | 0
15 | 2024-03-18 | UCOP+PPA | 0
16 | 2024-03-18 | UCOP+PPA | 0
17 | 2024-03-18 | UCOP+PPA | 0
18 | 2024-03-18 | UCOP+PPA | 0
19 | 2024-03-18 | UCOP+PPA | 0
20 | 2024-03-18 | UCOP+PPA | 0
21 | 2024-03-18 | UCOP+PPA | 0
22 | 2024-03-18 | UCOP+PPA | 0
23 | 2024-03-18 | UCOP+PPA | 0
0 | 2024-03-19 | UCOP+PPA | 0
1 | 2024-03-19 | UCOP+PPA | 0
2 | 2024-03-19 | UCOP+PPA | 0
3 | 2024-03-19 | UCOP+PPA | 0
4 | 2024-03-19 | UCOP+PPA | 0
5 | 2024-03-19 | UCOP+PPA | 0
6 | 2024-03-19 | UCOP+PPA | 0
7 | 2024-03-19 | UCOP+PPA | 0
8 | 2024-03-19 | UCOP+PPA | 0
9 | 2024-03-19 | UCOP+PPA | 0
10 | 2024-03-19 | UCOP+PPA | 0
11 | 2024-03-19 | UCOP+PPA | 0
12 | 2024-03-19 | UCOP+PPA | 0
13 | 2024-03-19 | UCOP+PPA | 0
14 | 2024-03-19 | UCOP+PPA | 0
15 | 2024-03-19 | UCOP+PPA | 0
16 | 2024-03-19 | UCOP+PPA | 0
17 | 2024-03-19 | UCOP+PPA | 0
18 | 2024-03-19 | UCOP+PPA | 0
19 | 2024-03-19 | UCOP+PPA | 0
20 | 2024-03-19 | UCOP+PPA | 0
21 | 2024-03-19 | UCOP+PPA | 0
22 | 2024-03-19 | UCOP+PPA | 0
23 | 2024-03-19 | UCOP+PPA | 0
0 | 2024-03-20 | UCOP+PPA | 0
1 | 2024-03-20 | UCOP+PPA | 0
2 | 2024-03-20 | UCOP+PPA | 0
3 | 2024-03-20 | UCOP+PPA | 0
4 | 2024-03-20 | UCOP+PPA | 0
5 | 2024-03-20 | UCOP+PPA | 0
6 | 2024-03-20 | UCOP+PPA | 0
7 | 2024-03-20 | UCOP+PPA | 0
8 | 2024-03-20 | UCOP+PPA | 0
9 | 2024-03-20 | UCOP+PPA | 0
10 | 2024-03-20 | UCOP+PPA | 0
11 | 2024-03-20 | UCOP+PPA | 0
12 | 2024-03-20 | UCOP+PPA | 0
13 | 2024-03-20 | UCOP+PPA | 0
14 | 2024-03-20 | UCOP+PPA | 0
15 | 2024-03-20 | UCOP+PPA | 0
16 | 2024-03-20 | UCOP+PPA | 0
17 | 2024-03-20 | UCOP+PPA | 0
18 | 2024-03-20 | UCOP+PPA | 0
19 | 2024-03-20 | UCOP+PPA | 0
20 | 2024-03-20 | UCOP+PPA | 0
21 | 2024-03-20 | UCOP+PPA | 0
22 | 2024-03-20 | UCOP+PPA | 0
23 | 2024-03-20 | UCOP+PPA | 0
0 | 2024-03-21 | UCOP+PPA | 0
1 | 2024-03-21 | UCOP+PPA | 0
2 | 2024-03-21 | UCOP+PPA | 0
3 | 2024-03-21 | UCOP+PPA | 0
4 | 2024-03-21 | UCOP+PPA | 0
5 | 2024-03-21 | UCOP+PPA | 0
6 | 2024-03-21 | UCOP+PPA | 0
7 | 2024-03-21 | UCOP+PPA | 0
8 | 2024-03-21 | UCOP+PPA | 0
9 | 2024-03-21 | UCOP+PPA | 0
10 | 2024-03-21 | UCOP+PPA | 0
11 | 2024-03-21 | UCOP+PPA | 0
12 | 2024-03-21 | UCOP+PPA | 0
13 | 2024-03-21 | UCOP+PPA | 0
14 | 2024-03-21 | UCOP+PPA | 0
15 | 2024-03-21 | UCOP+PPA | 0
16 | 2024-03-21 | UCOP+PPA | 0
17 | 2024-03-21 | UCOP+PPA | 0
18 | 2024-03-21 | UCOP+PPA | 0
19 | 2024-03-21 | UCOP+PPA | 0
20 | 2024-03-21 | UCOP+PPA | 0
21 | 2024-03-21 | UCOP+PPA | 0
22 | 2024-03-21 | UCOP+PPA | 0
23 | 2024-03-21 | UCOP+PPA | 0
0 | 2024-03-22 | UCOP+PPA | 0
1 | 2024-03-22 | UCOP+PPA | 0
2 | 2024-03-22 | UCOP+PPA | 0
3 | 2024-03-22 | UCOP+PPA | 0
4 | 2024-03-22 | UCOP+PPA | 0
5 | 2024-03-22 | UCOP+PPA | 0
6 | 2024-03-22 | UCOP+PPA | 0
7 | 2024-03-22 | UCOP+PPA | 0
8 | 2024-03-22 | UCOP+PPA | 0
9 | 2024-03-22 | UCOP+PPA | 0
10 | 2024-03-22 | UCOP+PPA | 0
11 | 2024-03-22 | UCOP+PPA | 0
12 | 2024-03-22 | UCOP+PPA | 0
13 | 2024-03-22 | UCOP+PPA | 0
14 | 2024-03-22 | UCOP+PPA | 0
15 | 2024-03-22 | UCOP+PPA | 0
16 | 2024-03-22 | UCOP+PPA | 0
17 | 2024-03-22 | UCOP+PPA | 0
18 | 2024-03-22 | UCOP+PPA | 0
19 | 2024-03-22 | UCOP+PPA | 0
20 | 2024-03-22 | UCOP+PPA | 0
21 | 2024-03-22 | UCOP+PPA | 0
22 | 2024-03-22 | UCOP+PPA | 0
23 | 2024-03-22 | UCOP+PPA | 0
0 | 2024-03-23 | UCOP+PPA | 0
1 | 2024-03-23 | UCOP+PPA | 0
2 | 2024-03-23 | UCOP+PPA | 0
3 | 2024-03-23 | UCOP+PPA | 0
4 | 2024-03-23 | UCOP+PPA | 0
5 | 2024-03-23 | UCOP+PPA | 0
6 | 2024-03-23 | UCOP+PPA | 0
7 | 2024-03-23 | UCOP+PPA | 0
8 | 2024-03-23 | UCOP+PPA | 0
9 | 2024-03-23 | UCOP+PPA | 0
10 | 2024-03-23 | UCOP+PPA | 0
11 | 2024-03-23 | UCOP+PPA | 0
12 | 2024-03-23 | UCOP+PPA | 0
13 | 2024-03-23 | UCOP+PPA | 0
14 | 2024-03-23 | UCOP+PPA | 0
15 | 2024-03-23 | UCOP+PPA | 0
16 | 2024-03-23 | UCOP+PPA | 0
17 | 2024-03-23 | UCOP+PPA | 0
18 | 2024-03-23 | UCOP+PPA | 0
19 | 2024-03-23 | UCOP+PPA | 0
20 | 2024-03-23 | UCOP+PPA | 0
21 | 2024-03-23 | UCOP+PPA | 0
22 | 2024-03-23 | UCOP+PPA | 0
23 | 2024-03-23 | UCOP+PPA | 0
0 | 2024-03-24 | UCOP+PPA | 0
1 | 2024-03-24 | UCOP+PPA | 0
2 | 2024-03-24 | UCOP+PPA | 0
3 | 2024-03-24 | UCOP+PPA | 0
4 | 2024-03-24 | UCOP+PPA | 0
5 | 2024-03-24 | UCOP+PPA | 0
6 | 2024-03-24 | UCOP+PPA | 0
7 | 2024-03-24 | UCOP+PPA | 0
8 | 2024-03-24 | UCOP+PPA | 0
9 | 2024-03-24 | UCOP+PPA | 0
10 | 2024-03-24 | UCOP+PPA | 0
11 | 2024-03-24 | UCOP+PPA | 0
12 | 2024-03-24 | UCOP+PPA | 0
13 | 2024-03-24 | UCOP+PPA | 0
14 | 2024-03-24 | UCOP+PPA | 0
15 | 2024-03-24 | UCOP+PPA | 0
16 | 2024-03-24 | UCOP+PPA | 0
17 | 2024-03-24 | UCOP+PPA | 0
18 | 2024-03-24 | UCOP+PPA | 0
19 | 2024-03-24 | UCOP+PPA | 0
20 | 2024-03-24 | UCOP+PPA | 0
21 | 2024-03-24 | UCOP+PPA | 0
22 | 2024-03-24 | UCOP+PPA | 0
23 | 2024-03-24 | UCOP+PPA | 0
0 | 2024-03-25 | UCOP+PPA | 0
1 | 2024-03-25 | UCOP+PPA | 0
2 | 2024-03-25 | UCOP+PPA | 0
3 | 2024-03-25 | UCOP+PPA | 0
4 | 2024-03-25 | UCOP+PPA | 0
5 | 2024-03-25 | UCOP+PPA | 0
6 | 2024-03-25 | UCOP+PPA | 0
7 | 2024-03-25 | UCOP+PPA | 0
8 | 2024-03-25 | UCOP+PPA | 0
9 | 2024-03-25 | UCOP+PPA | 0
10 | 2024-03-25 | UCOP+PPA | 0
11 | 2024-03-25 | UCOP+PPA | 0
12 | 2024-03-25 | UCOP+PPA | 0
13 | 2024-03-25 | UCOP+PPA | 0
14 | 2024-03-25 | UCOP+PPA | 0
15 | 2024-03-25 | UCOP+PPA | 0
16 | 2024-03-25 | UCOP+PPA | 0
17 | 2024-03-25 | UCOP+PPA | 0
18 | 2024-03-25 | UCOP+PPA | 0
19 | 2024-03-25 | UCOP+PPA | 0
20 | 2024-03-25 | UCOP+PPA | 0
21 | 2024-03-25 | UCOP+PPA | 0
22 | 2024-03-25 | UCOP+PPA | 0
23 | 2024-03-25 | UCOP+PPA | 0
0 | 2024-03-26 | UCOP+PPA | 0
1 | 2024-03-26 | UCOP+PPA | 0
2 | 2024-03-26 | UCOP+PPA | 0
3 | 2024-03-26 | UCOP+PPA | 0
4 | 2024-03-26 | UCOP+PPA | 0
5 | 2024-03-26 | UCOP+PPA | 0
6 | 2024-03-26 | UCOP+PPA | 0
7 | 2024-03-26 | UCOP+PPA | 0
8 | 2024-03-26 | UCOP+PPA | 0
9 | 2024-03-26 | UCOP+PPA | 0
10 | 2024-03-26 | UCOP+PPA | 0
11 | 2024-03-26 | UCOP+PPA | 0
12 | 2024-03-26 | UCOP+PPA | 0
13 | 2024-03-26 | UCOP+PPA | 0
14 | 2024-03-26 | UCOP+PPA | 0
15 | 2024-03-26 | UCOP+PPA | 0
16 | 2024-03-26 | UCOP+PPA | 0
17 | 2024-03-26 | UCOP+PPA | 0
18 | 2024-03-26 | UCOP+PPA | 0
19 | 2024-03-26 | UCOP+PPA | 0
20 | 2024-03-26 | UCOP+PPA | 0
21 | 2024-03-26 | UCOP+PPA | 0
22 | 2024-03-26 | UCOP+PPA | 0
23 | 2024-03-26 | UCOP+PPA | 0
0 | 2024-03-27 | UCOP+PPA | 0
1 | 2024-03-27 | UCOP+PPA | 0
2 | 2024-03-27 | UCOP+PPA | 0
3 | 2024-03-27 | UCOP+PPA | 0
4 | 2024-03-27 | UCOP+PPA | 0
5 | 2024-03-27 | UCOP+PPA | 0
6 | 2024-03-27 | UCOP+PPA | 0
7 | 2024-03-27 | UCOP+PPA | 0
8 | 2024-03-27 | UCOP+PPA | 0
9 | 2024-03-27 | UCOP+PPA | 0
10 | 2024-03-27 | UCOP+PPA | 0
11 | 2024-03-27 | UCOP+PPA | 0
12 | 2024-03-27 | UCOP+PPA | 0
13 | 2024-03-27 | UCOP+PPA | 0
14 | 2024-03-27 | UCOP+PPA | 0
15 | 2024-03-27 | UCOP+PPA | 0
16 | 2024-03-27 | UCOP+PPA | 0
17 | 2024-03-27 | UCOP+PPA | 0
18 | 2024-03-27 | UCOP+PPA | 0
19 | 2024-03-27 | UCOP+PPA | 0
20 | 2024-03-27 | UCOP+PPA | 0
21 | 2024-03-27 | UCOP+PPA | 0
22 | 2024-03-27 | UCOP+PPA | 0
23 | 2024-03-27 | UCOP+PPA | 0
0 | 2024-03-28 | UCOP+PPA | 0
1 | 2024-03-28 | UCOP+PPA | 0
2 | 2024-03-28 | UCOP+PPA | 0
3 | 2024-03-28 | UCOP+PPA | 0
4 | 2024-03-28 | UCOP+PPA | 0
5 | 2024-03-28 | UCOP+PPA | 0
6 | 2024-03-28 | UCOP+PPA | 0
7 | 2024-03-28 | UCOP+PPA | 0
8 | 2024-03-28 | UCOP+PPA | 0
9 | 2024-03-28 | UCOP+PPA | 0
10 | 2024-03-28 | UCOP+PPA | 0
11 | 2024-03-28 | UCOP+PPA | 0
12 | 2024-03-28 | UCOP+PPA | 0
13 | 2024-03-28 | UCOP+PPA | 0
14 | 2024-03-28 | UCOP+PPA | 0
15 | 2024-03-28 | UCOP+PPA | 0
16 | 2024-03-28 | UCOP+PPA | 0
17 | 2024-03-28 | UCOP+PPA | 0
18 | 2024-03-28 | UCOP+PPA | 0
19 | 2024-03-28 | UCOP+PPA | 0
20 | 2024-03-28 | UCOP+PPA | 0
21 | 2024-03-28 | UCOP+PPA | 0
22 | 2024-03-28 | UCOP+PPA | 0
23 | 2024-03-28 | UCOP+PPA | 0
0 | 2024-03-29 | UCOP+PPA | 0
1 | 2024-03-29 | UCOP+PPA | 0
2 | 2024-03-29 | UCOP+PPA | 0
3 | 2024-03-29 | UCOP+PPA | 0
4 | 2024-03-29 | UCOP+PPA | 0
5 | 2024-03-29 | UCOP+PPA | 0
6 | 2024-03-29 | UCOP+PPA | 0
7 | 2024-03-29 | UCOP+PPA | 0
8 | 2024-03-29 | UCOP+PPA | 0
9 | 2024-03-29 | UCOP+PPA | 0
10 | 2024-03-29 | UCOP+PPA | 0
11 | 2024-03-29 | UCOP+PPA | 0
12 | 2024-03-29 | UCOP+PPA | 0
13 | 2024-03-29 | UCOP+PPA | 0
14 | 2024-03-29 | UCOP+PPA | 0
15 | 2024-03-29 | UCOP+PPA | 0
16 | 2024-03-29 | UCOP+PPA | 0
17 | 2024-03-29 | UCOP+PPA | 0
18 | 2024-03-29 | UCOP+PPA | 0
19 | 2024-03-29 | UCOP+PPA | 0
20 | 2024-03-29 | UCOP+PPA | 0
21 | 2024-03-29 | UCOP+PPA | 0
22 | 2024-03-29 | UCOP+PPA | 0
23 | 2024-03-29 | UCOP+PPA | 0
0 | 2024-03-30 | UCOP+PPA | 0
1 | 2024-03-30 | UCOP+PPA | 0
2 | 2024-03-30 | UCOP+PPA | 0
3 | 2024-03-30 | UCOP+PPA | 0
4 | 2024-03-30 | UCOP+PPA | 0
5 | 2024-03-30 | UCOP+PPA | 0
6 | 2024-03-30 | UCOP+PPA | 0
7 | 2024-03-30 | UCOP+PPA | 0
8 | 2024-03-30 | UCOP+PPA | 0
9 | 2024-03-30 | UCOP+PPA | 0
10 | 2024-03-30 | UCOP+PPA | 0
11 | 2024-03-30 | UCOP+PPA | 0
12 | 2024-03-30 | UCOP+PPA | 0
13 | 2024-03-30 | UCOP+PPA | 0
14 | 2024-03-30 | UCOP+PPA | 0
15 | 2024-03-30 | UCOP+PPA | 0
16 | 2024-03-30 | UCOP+PPA | 0
17 | 2024-03-30 | UCOP+PPA | 0
18 | 2024-03-30 | UCOP+PPA | 0
19 | 2024-03-30 | UCOP+PPA | 0
20 | 2024-03-30 | UCOP+PPA | 0
21 | 2024-03-30 | UCOP+PPA | 0
22 | 2024-03-30 | UCOP+PPA | 0
23 | 2024-03-30 | UCOP+PPA | 0
0 | 2024-03-31 | UCOP+PPA | 0
1 | 2024-03-31 | UCOP+PPA | 0
2 | 2024-03-31 | UCOP+PPA | 0
3 | 2024-03-31 | UCOP+PPA | 0
4 | 2024-03-31 | UCOP+PPA | 0
5 | 2024-03-31 | UCOP+PPA | 0
6 | 2024-03-31 | UCOP+PPA | 0
7 | 2024-03-31 | UCOP+PPA | 0
8 | 2024-03-31 | UCOP+PPA | 0
9 | 2024-03-31 | UCOP+PPA | 0
10 | 2024-03-31 | UCOP+PPA | 0
11 | 2024-03-31 | UCOP+PPA | 0
12 | 2024-03-31 | UCOP+PPA | 0
13 | 2024-03-31 | UCOP+PPA | 0
14 | 2024-03-31 | UCOP+PPA | 0
15 | 2024-03-31 | UCOP+PPA | 0
16 | 2024-03-31 | UCOP+PPA | 0
17 | 2024-03-31 | UCOP+PPA | 0
18 | 2024-03-31 | UCOP+PPA | 0
19 | 2024-03-31 | UCOP+PPA | 0
20 | 2024-03-31 | UCOP+PPA | 0
21 | 2024-03-31 | UCOP+PPA | 0
22 | 2024-03-31 | UCOP+PPA | 0
23 | 2024-03-31 | UCOP+PPA | 0
0 | 2024-04-01 | UCOP+PPA | 0
1 | 2024-04-01 | UCOP+PPA | 0
2 | 2024-04-01 | UCOP+PPA | 0
3 | 2024-04-01 | UCOP+PPA | 0
4 | 2024-04-01 | UCOP+PPA | 0
5 | 2024-04-01 | UCOP+PPA | 0
6 | 2024-04-01 | UCOP+PPA | 0
7 | 2024-04-01 | UCOP+PPA | 0
8 | 2024-04-01 | UCOP+PPA | 0
9 | 2024-04-01 | UCOP+PPA | 0
10 | 2024-04-01 | UCOP+PPA | 0
11 | 2024-04-01 | UCOP+PPA | 0
12 | 2024-04-01 | UCOP+PPA | 0
13 | 2024-04-01 | UCOP+PPA | 0
14 | 2024-04-01 | UCOP+PPA | 0
15 | 2024-04-01 | UCOP+PPA | 0
16 | 2024-04-01 | UCOP+PPA | 0
17 | 2024-04-01 | UCOP+PPA | 0
18 | 2024-04-01 | UCOP+PPA | 0
19 | 2024-04-01 | UCOP+PPA | 0
20 | 2024-04-01 | UCOP+PPA | 0
21 | 2024-04-01 | UCOP+PPA | 0
22 | 2024-04-01 | UCOP+PPA | 0
23 | 2024-04-01 | UCOP+PPA | 0
0 | 2024-04-02 | UCOP+PPA | 0
1 | 2024-04-02 | UCOP+PPA | 0
2 | 2024-04-02 | UCOP+PPA | 0
3 | 2024-04-02 | UCOP+PPA | 0
4 | 2024-04-02 | UCOP+PPA | 0
5 | 2024-04-02 | UCOP+PPA | 0
6 | 2024-04-02 | UCOP+PPA | 0
7 | 2024-04-02 | UCOP+PPA | 0
8 | 2024-04-02 | UCOP+PPA | 0
9 | 2024-04-02 | UCOP+PPA | 0
10 | 2024-04-02 | UCOP+PPA | 0
11 | 2024-04-02 | UCOP+PPA | 0
12 | 2024-04-02 | UCOP+PPA | 0
13 | 2024-04-02 | UCOP+PPA | 0
14 | 2024-04-02 | UCOP+PPA | 0
15 | 2024-04-02 | UCOP+PPA | 0
16 | 2024-04-02 | UCOP+PPA | 0
17 | 2024-04-02 | UCOP+PPA | 0
18 | 2024-04-02 | UCOP+PPA | 0
19 | 2024-04-02 | UCOP+PPA | 0
20 | 2024-04-02 | UCOP+PPA | 0
21 | 2024-04-02 | UCOP+PPA | 0
22 | 2024-04-02 | UCOP+PPA | 0
23 | 2024-04-02 | UCOP+PPA | 0
0 | 2024-04-03 | UCOP+PPA | 0
1 | 2024-04-03 | UCOP+PPA | 0
2 | 2024-04-03 | UCOP+PPA | 0
3 | 2024-04-03 | UCOP+PPA | 0
4 | 2024-04-03 | UCOP+PPA | 0
5 | 2024-04-03 | UCOP+PPA | 0
6 | 2024-04-03 | UCOP+PPA | 0
7 | 2024-04-03 | UCOP+PPA | 0
8 | 2024-04-03 | UCOP+PPA | 0
9 | 2024-04-03 | UCOP+PPA | 0
10 | 2024-04-03 | UCOP+PPA | 0
11 | 2024-04-03 | UCOP+PPA | 0
12 | 2024-04-03 | UCOP+PPA | 0
13 | 2024-04-03 | UCOP+PPA | 0
14 | 2024-04-03 | UCOP+PPA | 0
15 | 2024-04-03 | UCOP+PPA | 0
16 | 2024-04-03 | UCOP+PPA | 0
17 | 2024-04-03 | UCOP+PPA | 0
18 | 2024-04-03 | UCOP+PPA | 0
19 | 2024-04-03 | UCOP+PPA | 0
20 | 2024-04-03 | UCOP+PPA | 0
21 | 2024-04-03 | UCOP+PPA | 0
22 | 2024-04-03 | UCOP+PPA | 0
23 | 2024-04-03 | UCOP+PPA | 0
0 | 2024-04-04 | UCOP+PPA | 0
1 | 2024-04-04 | UCOP+PPA | 0
2 | 2024-04-04 | UCOP+PPA | 0
3 | 2024-04-04 | UCOP+PPA | 0
4 | 2024-04-04 | UCOP+PPA | 0
5 | 2024-04-04 | UCOP+PPA | 0
6 | 2024-04-04 | UCOP+PPA | 0
7 | 2024-04-04 | UCOP+PPA | 0
8 | 2024-04-04 | UCOP+PPA | 0
9 | 2024-04-04 | UCOP+PPA | 0
10 | 2024-04-04 | UCOP+PPA | 0
11 | 2024-04-04 | UCOP+PPA | 0
12 | 2024-04-04 | UCOP+PPA | 0
13 | 2024-04-04 | UCOP+PPA | 0
14 | 2024-04-04 | UCOP+PPA | 0
15 | 2024-04-04 | UCOP+PPA | 0
16 | 2024-04-04 | UCOP+PPA | 0
17 | 2024-04-04 | UCOP+PPA | 0
18 | 2024-04-04 | UCOP+PPA | 0
19 | 2024-04-04 | UCOP+PPA | 0
20 | 2024-04-04 | UCOP+PPA | 0
21 | 2024-04-04 | UCOP+PPA | 0
22 | 2024-04-04 | UCOP+PPA | 0
23 | 2024-04-04 | UCOP+PPA | 0
0 | 2024-04-05 | UCOP+PPA | 0
1 | 2024-04-05 | UCOP+PPA | 0
2 | 2024-04-05 | UCOP+PPA | 0
3 | 2024-04-05 | UCOP+PPA | 0
4 | 2024-04-05 | UCOP+PPA | 0
5 | 2024-04-05 | UCOP+PPA | 0
6 | 2024-04-05 | UCOP+PPA | 0
7 | 2024-04-05 | UCOP+PPA | 0
8 | 2024-04-05 | UCOP+PPA | 0
9 | 2024-04-05 | UCOP+PPA | 0
10 | 2024-04-05 | UCOP+PPA | 0
11 | 2024-04-05 | UCOP+PPA | 0
12 | 2024-04-05 | UCOP+PPA | 0
13 | 2024-04-05 | UCOP+PPA | 0
14 | 2024-04-05 | UCOP+PPA | 0
15 | 2024-04-05 | UCOP+PPA | 0
16 | 2024-04-05 | UCOP+PPA | 0
17 | 2024-04-05 | UCOP+PPA | 0
18 | 2024-04-05 | UCOP+PPA | 0
19 | 2024-04-05 | UCOP+PPA | 0
20 | 2024-04-05 | UCOP+PPA | 0
21 | 2024-04-05 | UCOP+PPA | 0
22 | 2024-04-05 | UCOP+PPA | 0
23 | 2024-04-05 | UCOP+PPA | 0
0 | 2024-04-06 | UCOP+PPA | 0
1 | 2024-04-06 | UCOP+PPA | 0
2 | 2024-04-06 | UCOP+PPA | 0
3 | 2024-04-06 | UCOP+PPA | 0
4 | 2024-04-06 | UCOP+PPA | 0
5 | 2024-04-06 | UCOP+PPA | 0
6 | 2024-04-06 | UCOP+PPA | 0
7 | 2024-04-06 | UCOP+PPA | 0
8 | 2024-04-06 | UCOP+PPA | 0
9 | 2024-04-06 | UCOP+PPA | 0
10 | 2024-04-06 | UCOP+PPA | 0
11 | 2024-04-06 | UCOP+PPA | 0
12 | 2024-04-06 | UCOP+PPA | 0
13 | 2024-04-06 | UCOP+PPA | 0
14 | 2024-04-06 | UCOP+PPA | 0
15 | 2024-04-06 | UCOP+PPA | 0
16 | 2024-04-06 | UCOP+PPA | 0
17 | 2024-04-06 | UCOP+PPA | 0
18 | 2024-04-06 | UCOP+PPA | 0
19 | 2024-04-06 | UCOP+PPA | 0
20 | 2024-04-06 | UCOP+PPA | 0
21 | 2024-04-06 | UCOP+PPA | 0
22 | 2024-04-06 | UCOP+PPA | 0
23 | 2024-04-06 | UCOP+PPA | 0
0 | 2024-04-07 | UCOP+PPA | 0
1 | 2024-04-07 | UCOP+PPA | 0
2 | 2024-04-07 | UCOP+PPA | 0
3 | 2024-04-07 | UCOP+PPA | 0
4 | 2024-04-07 | UCOP+PPA | 0
5 | 2024-04-07 | UCOP+PPA | 0
6 | 2024-04-07 | UCOP+PPA | 0
7 | 2024-04-07 | UCOP+PPA | 0
8 | 2024-04-07 | UCOP+PPA | 0
9 | 2024-04-07 | UCOP+PPA | 0
10 | 2024-04-07 | UCOP+PPA | 0
11 | 2024-04-07 | UCOP+PPA | 0
12 | 2024-04-07 | UCOP+PPA | 0
13 | 2024-04-07 | UCOP+PPA | 0
14 | 2024-04-07 | UCOP+PPA | 0
15 | 2024-04-07 | UCOP+PPA | 0
16 | 2024-04-07 | UCOP+PPA | 0
17 | 2024-04-07 | UCOP+PPA | 0
18 | 2024-04-07 | UCOP+PPA | 0
19 | 2024-04-07 | UCOP+PPA | 0
20 | 2024-04-07 | UCOP+PPA | 0
21 | 2024-04-07 | UCOP+PPA | 0
22 | 2024-04-07 | UCOP+PPA | 0
23 | 2024-04-07 | UCOP+PPA | 0
0 | 2024-04-08 | UCOP+PPA | 0
1 | 2024-04-08 | UCOP+PPA | 0
2 | 2024-04-08 | UCOP+PPA | 0
3 | 2024-04-08 | UCOP+PPA | 0
4 | 2024-04-08 | UCOP+PPA | 0
5 | 2024-04-08 | UCOP+PPA | 0
6 | 2024-04-08 | UCOP+PPA | 0
7 | 2024-04-08 | UCOP+PPA | 0
8 | 2024-04-08 | UCOP+PPA | 0
9 | 2024-04-08 | UCOP+PPA | 0
10 | 2024-04-08 | UCOP+PPA | 0
11 | 2024-04-08 | UCOP+PPA | 0
12 | 2024-04-08 | UCOP+PPA | 0
13 | 2024-04-08 | UCOP+PPA | 0
14 | 2024-04-08 | UCOP+PPA | 0
15 | 2024-04-08 | UCOP+PPA | 0
16 | 2024-04-08 | UCOP+PPA | 0
17 | 2024-04-08 | UCOP+PPA | 0
18 | 2024-04-08 | UCOP+PPA | 0
19 | 2024-04-08 | UCOP+PPA | 0
20 | 2024-04-08 | UCOP+PPA | 0
21 | 2024-04-08 | UCOP+PPA | 0
22 | 2024-04-08 | UCOP+PPA | 0
23 | 2024-04-08 | UCOP+PPA | 0
0 | 2024-04-09 | UCOP+PPA | 0
1 | 2024-04-09 | UCOP+PPA | 0
2 | 2024-04-09 | UCOP+PPA | 0
3 | 2024-04-09 | UCOP+PPA | 0
4 | 2024-04-09 | UCOP+PPA | 0
5 | 2024-04-09 | UCOP+PPA | 0
6 | 2024-04-09 | UCOP+PPA | 0
7 | 2024-04-09 | UCOP+PPA | 0
8 | 2024-04-09 | UCOP+PPA | 0
9 | 2024-04-09 | UCOP+PPA | 0
10 | 2024-04-09 | UCOP+PPA | 0
11 | 2024-04-09 | UCOP+PPA | 0
12 | 2024-04-09 | UCOP+PPA | 0
13 | 2024-04-09 | UCOP+PPA | 0
14 | 2024-04-09 | UCOP+PPA | 0
15 | 2024-04-09 | UCOP+PPA | 0
16 | 2024-04-09 | UCOP+PPA | 0
17 | 2024-04-09 | UCOP+PPA | 0
18 | 2024-04-09 | UCOP+PPA | 0
19 | 2024-04-09 | UCOP+PPA | 0
20 | 2024-04-09 | UCOP+PPA | 0
21 | 2024-04-09 | UCOP+PPA | 0
22 | 2024-04-09 | UCOP+PPA | 0
23 | 2024-04-09 | UCOP+PPA | 0
0 | 2024-04-10 | UCOP+PPA | 0
1 | 2024-04-10 | UCOP+PPA | 0
2 | 2024-04-10 | UCOP+PPA | 0
3 | 2024-04-10 | UCOP+PPA | 0
4 | 2024-04-10 | UCOP+PPA | 0
5 | 2024-04-10 | UCOP+PPA | 0
6 | 2024-04-10 | UCOP+PPA | 0
7 | 2024-04-10 | UCOP+PPA | 0
8 | 2024-04-10 | UCOP+PPA | 0
9 | 2024-04-10 | UCOP+PPA | 0
10 | 2024-04-10 | UCOP+PPA | 0
11 | 2024-04-10 | UCOP+PPA | 0
12 | 2024-04-10 | UCOP+PPA | 0
13 | 2024-04-10 | UCOP+PPA | 0
14 | 2024-04-10 | UCOP+PPA | 0
15 | 2024-04-10 | UCOP+PPA | 0
16 | 2024-04-10 | UCOP+PPA | 0
17 | 2024-04-10 | UCOP+PPA | 0
18 | 2024-04-10 | UCOP+PPA | 0
19 | 2024-04-10 | UCOP+PPA | 0
20 | 2024-04-10 | UCOP+PPA | 0
21 | 2024-04-10 | UCOP+PPA | 0
22 | 2024-04-10 | UCOP+PPA | 0
23 | 2024-04-10 | UCOP+PPA | 0
0 | 2024-04-11 | UCOP+PPA | 0
1 | 2024-04-11 | UCOP+PPA | 0
2 | 2024-04-11 | UCOP+PPA | 0
3 | 2024-04-11 | UCOP+PPA | 0
4 | 2024-04-11 | UCOP+PPA | 0
5 | 2024-04-11 | UCOP+PPA | 0
6 | 2024-04-11 | UCOP+PPA | 0
7 | 2024-04-11 | UCOP+PPA | 0
8 | 2024-04-11 | UCOP+PPA | 0
9 | 2024-04-11 | UCOP+PPA | 0
10 | 2024-04-11 | UCOP+PPA | 0
11 | 2024-04-11 | UCOP+PPA | 0
12 | 2024-04-11 | UCOP+PPA | 0
13 | 2024-04-11 | UCOP+PPA | 0
14 | 2024-04-11 | UCOP+PPA | 0
15 | 2024-04-11 | UCOP+PPA | 0
16 | 2024-04-11 | UCOP+PPA | 0
17 | 2024-04-11 | UCOP+PPA | 0
18 | 2024-04-11 | UCOP+PPA | 0
19 | 2024-04-11 | UCOP+PPA | 0
20 | 2024-04-11 | UCOP+PPA | 0
21 | 2024-04-11 | UCOP+PPA | 0
22 | 2024-04-11 | UCOP+PPA | 0
23 | 2024-04-11 | UCOP+PPA | 0
0 | 2024-04-12 | UCOP+PPA | 0
1 | 2024-04-12 | UCOP+PPA | 0
2 | 2024-04-12 | UCOP+PPA | 0
3 | 2024-04-12 | UCOP+PPA | 0
4 | 2024-04-12 | UCOP+PPA | 0
5 | 2024-04-12 | UCOP+PPA | 0
6 | 2024-04-12 | UCOP+PPA | 0
7 | 2024-04-12 | UCOP+PPA | 0
8 | 2024-04-12 | UCOP+PPA | 0
9 | 2024-04-12 | UCOP+PPA | 0
10 | 2024-04-12 | UCOP+PPA | 0
11 | 2024-04-12 | UCOP+PPA | 0
12 | 2024-04-12 | UCOP+PPA | 0
13 | 2024-04-12 | UCOP+PPA | 0
14 | 2024-04-12 | UCOP+PPA | 0
15 | 2024-04-12 | UCOP+PPA | 0
16 | 2024-04-12 | UCOP+PPA | 0
17 | 2024-04-12 | UCOP+PPA | 0
18 | 2024-04-12 | UCOP+PPA | 0
19 | 2024-04-12 | UCOP+PPA | 0
20 | 2024-04-12 | UCOP+PPA | 0
21 | 2024-04-12 | UCOP+PPA | 0
22 | 2024-04-12 | UCOP+PPA | 0
23 | 2024-04-12 | UCOP+PPA | 0
0 | 2024-04-13 | UCOP+PPA | 0
1 | 2024-04-13 | UCOP+PPA | 0
2 | 2024-04-13 | UCOP+PPA | 0
3 | 2024-04-13 | UCOP+PPA | 0
4 | 2024-04-13 | UCOP+PPA | 0
5 | 2024-04-13 | UCOP+PPA | 0
6 | 2024-04-13 | UCOP+PPA | 0
7 | 2024-04-13 | UCOP+PPA | 0
8 | 2024-04-13 | UCOP+PPA | 0
9 | 2024-04-13 | UCOP+PPA | 0
10 | 2024-04-13 | UCOP+PPA | 0
11 | 2024-04-13 | UCOP+PPA | 0
12 | 2024-04-13 | UCOP+PPA | 0
13 | 2024-04-13 | UCOP+PPA | 0
14 | 2024-04-13 | UCOP+PPA | 0
15 | 2024-04-13 | UCOP+PPA | 0
16 | 2024-04-13 | UCOP+PPA | 0
17 | 2024-04-13 | UCOP+PPA | 0
18 | 2024-04-13 | UCOP+PPA | 0
19 | 2024-04-13 | UCOP+PPA | 0
20 | 2024-04-13 | UCOP+PPA | 0
21 | 2024-04-13 | UCOP+PPA | 0
22 | 2024-04-13 | UCOP+PPA | 0
23 | 2024-04-13 | UCOP+PPA | 0
0 | 2024-04-14 | UCOP+PPA | 0
1 | 2024-04-14 | UCOP+PPA | 0
2 | 2024-04-14 | UCOP+PPA | 0
3 | 2024-04-14 | UCOP+PPA | 0
4 | 2024-04-14 | UCOP+PPA | 0
5 | 2024-04-14 | UCOP+PPA | 0
6 | 2024-04-14 | UCOP+PPA | 0
7 | 2024-04-14 | UCOP+PPA | 0
8 | 2024-04-14 | UCOP+PPA | 0
9 | 2024-04-14 | UCOP+PPA | 0
10 | 2024-04-14 | UCOP+PPA | 0
11 | 2024-04-14 | UCOP+PPA | 0
12 | 2024-04-14 | UCOP+PPA | 0
13 | 2024-04-14 | UCOP+PPA | 0
14 | 2024-04-14 | UCOP+PPA | 0
15 | 2024-04-14 | UCOP+PPA | 0
16 | 2024-04-14 | UCOP+PPA | 0
17 | 2024-04-14 | UCOP+PPA | 0
18 | 2024-04-14 | UCOP+PPA | 0
19 | 2024-04-14 | UCOP+PPA | 0
20 | 2024-04-14 | UCOP+PPA | 0
21 | 2024-04-14 | UCOP+PPA | 0
22 | 2024-04-14 | UCOP+PPA | 0
23 | 2024-04-14 | UCOP+PPA | 0
0 | 2024-04-15 | UCOP+PPA | 0
1 | 2024-04-15 | UCOP+PPA | 0
2 | 2024-04-15 | UCOP+PPA | 0
3 | 2024-04-15 | UCOP+PPA | 0
4 | 2024-04-15 | UCOP+PPA | 0
5 | 2024-04-15 | UCOP+PPA | 0
6 | 2024-04-15 | UCOP+PPA | 0
7 | 2024-04-15 | UCOP+PPA | 0
8 | 2024-04-15 | UCOP+PPA | 0
9 | 2024-04-15 | UCOP+PPA | 0
10 | 2024-04-15 | UCOP+PPA | 0
11 | 2024-04-15 | UCOP+PPA | 0
12 | 2024-04-15 | UCOP+PPA | 0
13 | 2024-04-15 | UCOP+PPA | 0
14 | 2024-04-15 | UCOP+PPA | 0
15 | 2024-04-15 | UCOP+PPA | 0
16 | 2024-04-15 | UCOP+PPA | 0
17 | 2024-04-15 | UCOP+PPA | 0
18 | 2024-04-15 | UCOP+PPA | 0
19 | 2024-04-15 | UCOP+PPA | 0
20 | 2024-04-15 | UCOP+PPA | 0
21 | 2024-04-15 | UCOP+PPA | 0
22 | 2024-04-15 | UCOP+PPA | 0
23 | 2024-04-15 | UCOP+PPA | 0
0 | 2024-04-16 | UCOP+PPA | 0
1 | 2024-04-16 | UCOP+PPA | 0
2 | 2024-04-16 | UCOP+PPA | 0
3 | 2024-04-16 | UCOP+PPA | 0
4 | 2024-04-16 | UCOP+PPA | 0
5 | 2024-04-16 | UCOP+PPA | 0
6 | 2024-04-16 | UCOP+PPA | 0
7 | 2024-04-16 | UCOP+PPA | 0
8 | 2024-04-16 | UCOP+PPA | 0
9 | 2024-04-16 | UCOP+PPA | 0
10 | 2024-04-16 | UCOP+PPA | 0
11 | 2024-04-16 | UCOP+PPA | 0
12 | 2024-04-16 | UCOP+PPA | 0
13 | 2024-04-16 | UCOP+PPA | 0
14 | 2024-04-16 | UCOP+PPA | 0
15 | 2024-04-16 | UCOP+PPA | 0
16 | 2024-04-16 | UCOP+PPA | 0
17 | 2024-04-16 | UCOP+PPA | 0
18 | 2024-04-16 | UCOP+PPA | 0
19 | 2024-04-16 | UCOP+PPA | 0
20 | 2024-04-16 | UCOP+PPA | 0
21 | 2024-04-16 | UCOP+PPA | 0
22 | 2024-04-16 | UCOP+PPA | 0
23 | 2024-04-16 | UCOP+PPA | 0
0 | 2024-04-17 | UCOP+PPA | 0
1 | 2024-04-17 | UCOP+PPA | 0
2 | 2024-04-17 | UCOP+PPA | 0
3 | 2024-04-17 | UCOP+PPA | 0
4 | 2024-04-17 | UCOP+PPA | 0
5 | 2024-04-17 | UCOP+PPA | 0
6 | 2024-04-17 | UCOP+PPA | 0
7 | 2024-04-17 | UCOP+PPA | 0
8 | 2024-04-17 | UCOP+PPA | 0
9 | 2024-04-17 | UCOP+PPA | 0
10 | 2024-04-17 | UCOP+PPA | 0
11 | 2024-04-17 | UCOP+PPA | 0
12 | 2024-04-17 | UCOP+PPA | 0
13 | 2024-04-17 | UCOP+PPA | 0
14 | 2024-04-17 | UCOP+PPA | 0
15 | 2024-04-17 | UCOP+PPA | 0
16 | 2024-04-17 | UCOP+PPA | 0
17 | 2024-04-17 | UCOP+PPA | 0
18 | 2024-04-17 | UCOP+PPA | 0
19 | 2024-04-17 | UCOP+PPA | 0
20 | 2024-04-17 | UCOP+PPA | 0
21 | 2024-04-17 | UCOP+PPA | 0
22 | 2024-04-17 | UCOP+PPA | 0
23 | 2024-04-17 | UCOP+PPA | 0
0 | 2024-04-18 | UCOP+PPA | 0
1 | 2024-04-18 | UCOP+PPA | 0
2 | 2024-04-18 | UCOP+PPA | 0
3 | 2024-04-18 | UCOP+PPA | 0
4 | 2024-04-18 | UCOP+PPA | 0
5 | 2024-04-18 | UCOP+PPA | 0
6 | 2024-04-18 | UCOP+PPA | 0
7 | 2024-04-18 | UCOP+PPA | 0
8 | 2024-04-18 | UCOP+PPA | 0
9 | 2024-04-18 | UCOP+PPA | 0
10 | 2024-04-18 | UCOP+PPA | 0
11 | 2024-04-18 | UCOP+PPA | 0
12 | 2024-04-18 | UCOP+PPA | 0
13 | 2024-04-18 | UCOP+PPA | 0
14 | 2024-04-18 | UCOP+PPA | 0
15 | 2024-04-18 | UCOP+PPA | 0
16 | 2024-04-18 | UCOP+PPA | 0
17 | 2024-04-18 | UCOP+PPA | 0
18 | 2024-04-18 | UCOP+PPA | 0
19 | 2024-04-18 | UCOP+PPA | 0
20 | 2024-04-18 | UCOP+PPA | 0
21 | 2024-04-18 | UCOP+PPA | 0
22 | 2024-04-18 | UCOP+PPA | 0
23 | 2024-04-18 | UCOP+PPA | 0
0 | 2024-04-19 | UCOP+PPA | 0
1 | 2024-04-19 | UCOP+PPA | 0
2 | 2024-04-19 | UCOP+PPA | 0
3 | 2024-04-19 | UCOP+PPA | 0
4 | 2024-04-19 | UCOP+PPA | 0
5 | 2024-04-19 | UCOP+PPA | 0
6 | 2024-04-19 | UCOP+PPA | 0
7 | 2024-04-19 | UCOP+PPA | 0
8 | 2024-04-19 | UCOP+PPA | 0
9 | 2024-04-19 | UCOP+PPA | 0
10 | 2024-04-19 | UCOP+PPA | 0
11 | 2024-04-19 | UCOP+PPA | 0
12 | 2024-04-19 | UCOP+PPA | 0
13 | 2024-04-19 | UCOP+PPA | 0
14 | 2024-04-19 | UCOP+PPA | 0
15 | 2024-04-19 | UCOP+PPA | 0
16 | 2024-04-19 | UCOP+PPA | 0
17 | 2024-04-19 | UCOP+PPA | 0
18 | 2024-04-19 | UCOP+PPA | 0
19 | 2024-04-19 | UCOP+PPA | 0
20 | 2024-04-19 | UCOP+PPA | 0
21 | 2024-04-19 | UCOP+PPA | 0
22 | 2024-04-19 | UCOP+PPA | 0
23 | 2024-04-19 | UCOP+PPA | 0
0 | 2024-04-20 | UCOP+PPA | 0
1 | 2024-04-20 | UCOP+PPA | 0
2 | 2024-04-20 | UCOP+PPA | 0
3 | 2024-04-20 | UCOP+PPA | 0
4 | 2024-04-20 | UCOP+PPA | 0
5 | 2024-04-20 | UCOP+PPA | 0
6 | 2024-04-20 | UCOP+PPA | 0
7 | 2024-04-20 | UCOP+PPA | 0
8 | 2024-04-20 | UCOP+PPA | 0
9 | 2024-04-20 | UCOP+PPA | 0
10 | 2024-04-20 | UCOP+PPA | 0
11 | 2024-04-20 | UCOP+PPA | 0
12 | 2024-04-20 | UCOP+PPA | 0
13 | 2024-04-20 | UCOP+PPA | 0
14 | 2024-04-20 | UCOP+PPA | 0
15 | 2024-04-20 | UCOP+PPA | 0
16 | 2024-04-20 | UCOP+PPA | 0
17 | 2024-04-20 | UCOP+PPA | 0
18 | 2024-04-20 | UCOP+PPA | 0
19 | 2024-04-20 | UCOP+PPA | 0
20 | 2024-04-20 | UCOP+PPA | 0
21 | 2024-04-20 | UCOP+PPA | 0
22 | 2024-04-20 | UCOP+PPA | 0
23 | 2024-04-20 | UCOP+PPA | 0
0 | 2024-04-21 | UCOP+PPA | 0
1 | 2024-04-21 | UCOP+PPA | 0
2 | 2024-04-21 | UCOP+PPA | 0
3 | 2024-04-21 | UCOP+PPA | 0
4 | 2024-04-21 | UCOP+PPA | 0
5 | 2024-04-21 | UCOP+PPA | 0
6 | 2024-04-21 | UCOP+PPA | 0
7 | 2024-04-21 | UCOP+PPA | 0
8 | 2024-04-21 | UCOP+PPA | 0
9 | 2024-04-21 | UCOP+PPA | 0
10 | 2024-04-21 | UCOP+PPA | 0
11 | 2024-04-21 | UCOP+PPA | 0
12 | 2024-04-21 | UCOP+PPA | 0
13 | 2024-04-21 | UCOP+PPA | 0
14 | 2024-04-21 | UCOP+PPA | 0
15 | 2024-04-21 | UCOP+PPA | 0
16 | 2024-04-21 | UCOP+PPA | 0
17 | 2024-04-21 | UCOP+PPA | 0
18 | 2024-04-21 | UCOP+PPA | 0
19 | 2024-04-21 | UCOP+PPA | 0
20 | 2024-04-21 | UCOP+PPA | 0
21 | 2024-04-21 | UCOP+PPA | 0
22 | 2024-04-21 | UCOP+PPA | 0
23 | 2024-04-21 | UCOP+PPA | 0
0 | 2024-04-22 | UCOP+PPA | 0
1 | 2024-04-22 | UCOP+PPA | 0
2 | 2024-04-22 | UCOP+PPA | 0
3 | 2024-04-22 | UCOP+PPA | 0
4 | 2024-04-22 | UCOP+PPA | 0
5 | 2024-04-22 | UCOP+PPA | 0
6 | 2024-04-22 | UCOP+PPA | 0
7 | 2024-04-22 | UCOP+PPA | 0
8 | 2024-04-22 | UCOP+PPA | 0
9 | 2024-04-22 | UCOP+PPA | 0
10 | 2024-04-22 | UCOP+PPA | 0
11 | 2024-04-22 | UCOP+PPA | 0
12 | 2024-04-22 | UCOP+PPA | 0
13 | 2024-04-22 | UCOP+PPA | 0
14 | 2024-04-22 | UCOP+PPA | 0
15 | 2024-04-22 | UCOP+PPA | 0
16 | 2024-04-22 | UCOP+PPA | 0
17 | 2024-04-22 | UCOP+PPA | 0
18 | 2024-04-22 | UCOP+PPA | 0
19 | 2024-04-22 | UCOP+PPA | 0
20 | 2024-04-22 | UCOP+PPA | 0
21 | 2024-04-22 | UCOP+PPA | 0
22 | 2024-04-22 | UCOP+PPA | 0
23 | 2024-04-22 | UCOP+PPA | 0
0 | 2024-04-23 | UCOP+PPA | 0
1 | 2024-04-23 | UCOP+PPA | 0
2 | 2024-04-23 | UCOP+PPA | 0
3 | 2024-04-23 | UCOP+PPA | 0
4 | 2024-04-23 | UCOP+PPA | 0
5 | 2024-04-23 | UCOP+PPA | 0
6 | 2024-04-23 | UCOP+PPA | 0
7 | 2024-04-23 | UCOP+PPA | 0
8 | 2024-04-23 | UCOP+PPA | 0
9 | 2024-04-23 | UCOP+PPA | 0
10 | 2024-04-23 | UCOP+PPA | 0
11 | 2024-04-23 | UCOP+PPA | 0
12 | 2024-04-23 | UCOP+PPA | 0
13 | 2024-04-23 | UCOP+PPA | 0
14 | 2024-04-23 | UCOP+PPA | 0
15 | 2024-04-23 | UCOP+PPA | 0
16 | 2024-04-23 | UCOP+PPA | 0
17 | 2024-04-23 | UCOP+PPA | 0
18 | 2024-04-23 | UCOP+PPA | 0
19 | 2024-04-23 | UCOP+PPA | 0
20 | 2024-04-23 | UCOP+PPA | 0
21 | 2024-04-23 | UCOP+PPA | 0
22 | 2024-04-23 | UCOP+PPA | 0
23 | 2024-04-23 | UCOP+PPA | 0
0 | 2024-04-24 | UCOP+PPA | 0
1 | 2024-04-24 | UCOP+PPA | 0
2 | 2024-04-24 | UCOP+PPA | 0
3 | 2024-04-24 | UCOP+PPA | 0
4 | 2024-04-24 | UCOP+PPA | 0
5 | 2024-04-24 | UCOP+PPA | 0
6 | 2024-04-24 | UCOP+PPA | 0
7 | 2024-04-24 | UCOP+PPA | 0
8 | 2024-04-24 | UCOP+PPA | 0
9 | 2024-04-24 | UCOP+PPA | 0
10 | 2024-04-24 | UCOP+PPA | 0
11 | 2024-04-24 | UCOP+PPA | 0
12 | 2024-04-24 | UCOP+PPA | 0
13 | 2024-04-24 | UCOP+PPA | 0
14 | 2024-04-24 | UCOP+PPA | 0
15 | 2024-04-24 | UCOP+PPA | 0
16 | 2024-04-24 | UCOP+PPA | 0
17 | 2024-04-24 | UCOP+PPA | 0
18 | 2024-04-24 | UCOP+PPA | 0
19 | 2024-04-24 | UCOP+PPA | 0
20 | 2024-04-24 | UCOP+PPA | 0
21 | 2024-04-24 | UCOP+PPA | 0
22 | 2024-04-24 | UCOP+PPA | 0
23 | 2024-04-24 | UCOP+PPA | 0
0 | 2024-04-25 | UCOP+PPA | 0
1 | 2024-04-25 | UCOP+PPA | 0
2 | 2024-04-25 | UCOP+PPA | 0
3 | 2024-04-25 | UCOP+PPA | 0
4 | 2024-04-25 | UCOP+PPA | 0
5 | 2024-04-25 | UCOP+PPA | 0
6 | 2024-04-25 | UCOP+PPA | 0
7 | 2024-04-25 | UCOP+PPA | 0
8 | 2024-04-25 | UCOP+PPA | 0
9 | 2024-04-25 | UCOP+PPA | 0
10 | 2024-04-25 | UCOP+PPA | 0
11 | 2024-04-25 | UCOP+PPA | 0
12 | 2024-04-25 | UCOP+PPA | 0
13 | 2024-04-25 | UCOP+PPA | 0
14 | 2024-04-25 | UCOP+PPA | 0
15 | 2024-04-25 | UCOP+PPA | 0
16 | 2024-04-25 | UCOP+PPA | 0
17 | 2024-04-25 | UCOP+PPA | 0
18 | 2024-04-25 | UCOP+PPA | 0
19 | 2024-04-25 | UCOP+PPA | 0
20 | 2024-04-25 | UCOP+PPA | 0
21 | 2024-04-25 | UCOP+PPA | 0
22 | 2024-04-25 | UCOP+PPA | 0
23 | 2024-04-25 | UCOP+PPA | 0
0 | 2024-04-26 | UCOP+PPA | 0
1 | 2024-04-26 | UCOP+PPA | 0
2 | 2024-04-26 | UCOP+PPA | 0
3 | 2024-04-26 | UCOP+PPA | 0
4 | 2024-04-26 | UCOP+PPA | 0
5 | 2024-04-26 | UCOP+PPA | 0
6 | 2024-04-26 | UCOP+PPA | 0
7 | 2024-04-26 | UCOP+PPA | 0
8 | 2024-04-26 | UCOP+PPA | 0
9 | 2024-04-26 | UCOP+PPA | 0
10 | 2024-04-26 | UCOP+PPA | 0
11 | 2024-04-26 | UCOP+PPA | 0
12 | 2024-04-26 | UCOP+PPA | 0
13 | 2024-04-26 | UCOP+PPA | 0
14 | 2024-04-26 | UCOP+PPA | 0
15 | 2024-04-26 | UCOP+PPA | 0
16 | 2024-04-26 | UCOP+PPA | 0
17 | 2024-04-26 | UCOP+PPA | 0
18 | 2024-04-26 | UCOP+PPA | 0
19 | 2024-04-26 | UCOP+PPA | 0
20 | 2024-04-26 | UCOP+PPA | 0
21 | 2024-04-26 | UCOP+PPA | 0
22 | 2024-04-26 | UCOP+PPA | 0
23 | 2024-04-26 | UCOP+PPA | 0
0 | 2024-04-27 | UCOP+PPA | 0
1 | 2024-04-27 | UCOP+PPA | 0
2 | 2024-04-27 | UCOP+PPA | 0
3 | 2024-04-27 | UCOP+PPA | 0
4 | 2024-04-27 | UCOP+PPA | 0
5 | 2024-04-27 | UCOP+PPA | 0
6 | 2024-04-27 | UCOP+PPA | 0
7 | 2024-04-27 | UCOP+PPA | 0
8 | 2024-04-27 | UCOP+PPA | 0
9 | 2024-04-27 | UCOP+PPA | 0
10 | 2024-04-27 | UCOP+PPA | 0
11 | 2024-04-27 | UCOP+PPA | 0
12 | 2024-04-27 | UCOP+PPA | 0
13 | 2024-04-27 | UCOP+PPA | 0
14 | 2024-04-27 | UCOP+PPA | 0
15 | 2024-04-27 | UCOP+PPA | 0
16 | 2024-04-27 | UCOP+PPA | 0
17 | 2024-04-27 | UCOP+PPA | 0
18 | 2024-04-27 | UCOP+PPA | 0
19 | 2024-04-27 | UCOP+PPA | 0
20 | 2024-04-27 | UCOP+PPA | 0
21 | 2024-04-27 | UCOP+PPA | 0
22 | 2024-04-27 | UCOP+PPA | 0
23 | 2024-04-27 | UCOP+PPA | 0
0 | 2024-04-28 | UCOP+PPA | 0
1 | 2024-04-28 | UCOP+PPA | 0
2 | 2024-04-28 | UCOP+PPA | 0
3 | 2024-04-28 | UCOP+PPA | 0
4 | 2024-04-28 | UCOP+PPA | 0
5 | 2024-04-28 | UCOP+PPA | 0
6 | 2024-04-28 | UCOP+PPA | 0
7 | 2024-04-28 | UCOP+PPA | 0
8 | 2024-04-28 | UCOP+PPA | 0
9 | 2024-04-28 | UCOP+PPA | 0
10 | 2024-04-28 | UCOP+PPA | 0
11 | 2024-04-28 | UCOP+PPA | 0
12 | 2024-04-28 | UCOP+PPA | 0
13 | 2024-04-28 | UCOP+PPA | 0
14 | 2024-04-28 | UCOP+PPA | 0
15 | 2024-04-28 | UCOP+PPA | 0
16 | 2024-04-28 | UCOP+PPA | 0
17 | 2024-04-28 | UCOP+PPA | 0
18 | 2024-04-28 | UCOP+PPA | 0
19 | 2024-04-28 | UCOP+PPA | 0
20 | 2024-04-28 | UCOP+PPA | 0
21 | 2024-04-28 | UCOP+PPA | 0
22 | 2024-04-28 | UCOP+PPA | 0
23 | 2024-04-28 | UCOP+PPA | 0
0 | 2024-04-29 | UCOP+PPA | 0
1 | 2024-04-29 | UCOP+PPA | 0
2 | 2024-04-29 | UCOP+PPA | 0
3 | 2024-04-29 | UCOP+PPA | 0
4 | 2024-04-29 | UCOP+PPA | 0
5 | 2024-04-29 | UCOP+PPA | 0
6 | 2024-04-29 | UCOP+PPA | 0
7 | 2024-04-29 | UCOP+PPA | 0
8 | 2024-04-29 | UCOP+PPA | 0
9 | 2024-04-29 | UCOP+PPA | 0
10 | 2024-04-29 | UCOP+PPA | 0
11 | 2024-04-29 | UCOP+PPA | 0
12 | 2024-04-29 | UCOP+PPA | 0
13 | 2024-04-29 | UCOP+PPA | 0
14 | 2024-04-29 | UCOP+PPA | 0
15 | 2024-04-29 | UCOP+PPA | 0
16 | 2024-04-29 | UCOP+PPA | 0
17 | 2024-04-29 | UCOP+PPA | 0
18 | 2024-04-29 | UCOP+PPA | 0
19 | 2024-04-29 | UCOP+PPA | 0
20 | 2024-04-29 | UCOP+PPA | 0
21 | 2024-04-29 | UCOP+PPA | 0
22 | 2024-04-29 | UCOP+PPA | 0
23 | 2024-04-29 | UCOP+PPA | 0
0 | 2024-04-30 | UCOP+PPA | 0
1 | 2024-04-30 | UCOP+PPA | 0
2 | 2024-04-30 | UCOP+PPA | 0
3 | 2024-04-30 | UCOP+PPA | 0
4 | 2024-04-30 | UCOP+PPA | 0
5 | 2024-04-30 | UCOP+PPA | 0
6 | 2024-04-30 | UCOP+PPA | 0
7 | 2024-04-30 | UCOP+PPA | 0
8 | 2024-04-30 | UCOP+PPA | 0
9 | 2024-04-30 | UCOP+PPA | 0
10 | 2024-04-30 | UCOP+PPA | 0
11 | 2024-04-30 | UCOP+PPA | 0
12 | 2024-04-30 | UCOP+PPA | 0
13 | 2024-04-30 | UCOP+PPA | 0
14 | 2024-04-30 | UCOP+PPA | 0
15 | 2024-04-30 | UCOP+PPA | 0
16 | 2024-04-30 | UCOP+PPA | 0
17 | 2024-04-30 | UCOP+PPA | 0
18 | 2024-04-30 | UCOP+PPA | 0
19 | 2024-04-30 | UCOP+PPA | 0
20 | 2024-04-30 | UCOP+PPA | 0
21 | 2024-04-30 | UCOP+PPA | 0
22 | 2024-04-30 | UCOP+PPA | 0
23 | 2024-04-30 | UCOP+PPA | 0
0 | 2024-05-01 | UCOP+PPA | 0
1 | 2024-05-01 | UCOP+PPA | 0
2 | 2024-05-01 | UCOP+PPA | 0
3 | 2024-05-01 | UCOP+PPA | 0
4 | 2024-05-01 | UCOP+PPA | 0
5 | 2024-05-01 | UCOP+PPA | 0
6 | 2024-05-01 | UCOP+PPA | 0
7 | 2024-05-01 | UCOP+PPA | 0
8 | 2024-05-01 | UCOP+PPA | 0
9 | 2024-05-01 | UCOP+PPA | 0
10 | 2024-05-01 | UCOP+PPA | 0
11 | 2024-05-01 | UCOP+PPA | 0
12 | 2024-05-01 | UCOP+PPA | 0
13 | 2024-05-01 | UCOP+PPA | 0
14 | 2024-05-01 | UCOP+PPA | 0
15 | 2024-05-01 | UCOP+PPA | 0
16 | 2024-05-01 | UCOP+PPA | 0
17 | 2024-05-01 | UCOP+PPA | 0
18 | 2024-05-01 | UCOP+PPA | 0
19 | 2024-05-01 | UCOP+PPA | 0
20 | 2024-05-01 | UCOP+PPA | 0
21 | 2024-05-01 | UCOP+PPA | 0
22 | 2024-05-01 | UCOP+PPA | 0
23 | 2024-05-01 | UCOP+PPA | 0
0 | 2024-05-02 | UCOP+PPA | 0
1 | 2024-05-02 | UCOP+PPA | 0
2 | 2024-05-02 | UCOP+PPA | 0
3 | 2024-05-02 | UCOP+PPA | 0
4 | 2024-05-02 | UCOP+PPA | 0
5 | 2024-05-02 | UCOP+PPA | 0
6 | 2024-05-02 | UCOP+PPA | 0
7 | 2024-05-02 | UCOP+PPA | 0
8 | 2024-05-02 | UCOP+PPA | 0
9 | 2024-05-02 | UCOP+PPA | 0
10 | 2024-05-02 | UCOP+PPA | 0
11 | 2024-05-02 | UCOP+PPA | 0
12 | 2024-05-02 | UCOP+PPA | 0
13 | 2024-05-02 | UCOP+PPA | 0
14 | 2024-05-02 | UCOP+PPA | 0
15 | 2024-05-02 | UCOP+PPA | 0
16 | 2024-05-02 | UCOP+PPA | 0
17 | 2024-05-02 | UCOP+PPA | 0
18 | 2024-05-02 | UCOP+PPA | 0
19 | 2024-05-02 | UCOP+PPA | 0
20 | 2024-05-02 | UCOP+PPA | 0
21 | 2024-05-02 | UCOP+PPA | 0
22 | 2024-05-02 | UCOP+PPA | 0
23 | 2024-05-02 | UCOP+PPA | 0
0 | 2024-05-03 | UCOP+PPA | 0
1 | 2024-05-03 | UCOP+PPA | 0
2 | 2024-05-03 | UCOP+PPA | 0
3 | 2024-05-03 | UCOP+PPA | 0
4 | 2024-05-03 | UCOP+PPA | 0
5 | 2024-05-03 | UCOP+PPA | 0
6 | 2024-05-03 | UCOP+PPA | 0
7 | 2024-05-03 | UCOP+PPA | 0
8 | 2024-05-03 | UCOP+PPA | 0
9 | 2024-05-03 | UCOP+PPA | 0
10 | 2024-05-03 | UCOP+PPA | 0
11 | 2024-05-03 | UCOP+PPA | 0
12 | 2024-05-03 | UCOP+PPA | 0
13 | 2024-05-03 | UCOP+PPA | 0
14 | 2024-05-03 | UCOP+PPA | 0
15 | 2024-05-03 | UCOP+PPA | 0
16 | 2024-05-03 | UCOP+PPA | 0
17 | 2024-05-03 | UCOP+PPA | 0
18 | 2024-05-03 | UCOP+PPA | 0
19 | 2024-05-03 | UCOP+PPA | 0
20 | 2024-05-03 | UCOP+PPA | 0
21 | 2024-05-03 | UCOP+PPA | 0
22 | 2024-05-03 | UCOP+PPA | 0
23 | 2024-05-03 | UCOP+PPA | 0
0 | 2024-05-04 | UCOP+PPA | 0
1 | 2024-05-04 | UCOP+PPA | 0
2 | 2024-05-04 | UCOP+PPA | 0
3 | 2024-05-04 | UCOP+PPA | 0
4 | 2024-05-04 | UCOP+PPA | 0
5 | 2024-05-04 | UCOP+PPA | 0
6 | 2024-05-04 | UCOP+PPA | 0
7 | 2024-05-04 | UCOP+PPA | 0
8 | 2024-05-04 | UCOP+PPA | 0
9 | 2024-05-04 | UCOP+PPA | 0
10 | 2024-05-04 | UCOP+PPA | 0
11 | 2024-05-04 | UCOP+PPA | 0
12 | 2024-05-04 | UCOP+PPA | 0
13 | 2024-05-04 | UCOP+PPA | 0
14 | 2024-05-04 | UCOP+PPA | 0
15 | 2024-05-04 | UCOP+PPA | 0
16 | 2024-05-04 | UCOP+PPA | 0
17 | 2024-05-04 | UCOP+PPA | 0
18 | 2024-05-04 | UCOP+PPA | 0
19 | 2024-05-04 | UCOP+PPA | 0
20 | 2024-05-04 | UCOP+PPA | 0
21 | 2024-05-04 | UCOP+PPA | 0
22 | 2024-05-04 | UCOP+PPA | 0
23 | 2024-05-04 | UCOP+PPA | 0
0 | 2024-05-05 | UCOP+PPA | 0
1 | 2024-05-05 | UCOP+PPA | 0
2 | 2024-05-05 | UCOP+PPA | 0
3 | 2024-05-05 | UCOP+PPA | 0
4 | 2024-05-05 | UCOP+PPA | 0
5 | 2024-05-05 | UCOP+PPA | 0
6 | 2024-05-05 | UCOP+PPA | 0
7 | 2024-05-05 | UCOP+PPA | 0
8 | 2024-05-05 | UCOP+PPA | 0
9 | 2024-05-05 | UCOP+PPA | 0
10 | 2024-05-05 | UCOP+PPA | 0
11 | 2024-05-05 | UCOP+PPA | 0
12 | 2024-05-05 | UCOP+PPA | 0
13 | 2024-05-05 | UCOP+PPA | 0
14 | 2024-05-05 | UCOP+PPA | 0
15 | 2024-05-05 | UCOP+PPA | 0
16 | 2024-05-05 | UCOP+PPA | 0
17 | 2024-05-05 | UCOP+PPA | 0
18 | 2024-05-05 | UCOP+PPA | 0
19 | 2024-05-05 | UCOP+PPA | 0
20 | 2024-05-05 | UCOP+PPA | 0
21 | 2024-05-05 | UCOP+PPA | 0
22 | 2024-05-05 | UCOP+PPA | 0
23 | 2024-05-05 | UCOP+PPA | 0
0 | 2024-05-06 | UCOP+PPA | 0
1 | 2024-05-06 | UCOP+PPA | 0
2 | 2024-05-06 | UCOP+PPA | 0
3 | 2024-05-06 | UCOP+PPA | 0
4 | 2024-05-06 | UCOP+PPA | 0
5 | 2024-05-06 | UCOP+PPA | 0
6 | 2024-05-06 | UCOP+PPA | 0
7 | 2024-05-06 | UCOP+PPA | 0
8 | 2024-05-06 | UCOP+PPA | 0
9 | 2024-05-06 | UCOP+PPA | 0
10 | 2024-05-06 | UCOP+PPA | 0
11 | 2024-05-06 | UCOP+PPA | 0
12 | 2024-05-06 | UCOP+PPA | 0
13 | 2024-05-06 | UCOP+PPA | 0
14 | 2024-05-06 | UCOP+PPA | 0
15 | 2024-05-06 | UCOP+PPA | 0
16 | 2024-05-06 | UCOP+PPA | 0
17 | 2024-05-06 | UCOP+PPA | 0
18 | 2024-05-06 | UCOP+PPA | 0
19 | 2024-05-06 | UCOP+PPA | 0
20 | 2024-05-06 | UCOP+PPA | 0
21 | 2024-05-06 | UCOP+PPA | 0
22 | 2024-05-06 | UCOP+PPA | 0
23 | 2024-05-06 | UCOP+PPA | 0
0 | 2024-05-07 | UCOP+PPA | 0
1 | 2024-05-07 | UCOP+PPA | 0
2 | 2024-05-07 | UCOP+PPA | 0
3 | 2024-05-07 | UCOP+PPA | 0
4 | 2024-05-07 | UCOP+PPA | 0
5 | 2024-05-07 | UCOP+PPA | 0
6 | 2024-05-07 | UCOP+PPA | 0
7 | 2024-05-07 | UCOP+PPA | 0
8 | 2024-05-07 | UCOP+PPA | 0
9 | 2024-05-07 | UCOP+PPA | 0
10 | 2024-05-07 | UCOP+PPA | 0
11 | 2024-05-07 | UCOP+PPA | 0
12 | 2024-05-07 | UCOP+PPA | 0
13 | 2024-05-07 | UCOP+PPA | 0
14 | 2024-05-07 | UCOP+PPA | 0
15 | 2024-05-07 | UCOP+PPA | 0
16 | 2024-05-07 | UCOP+PPA | 0
17 | 2024-05-07 | UCOP+PPA | 0
18 | 2024-05-07 | UCOP+PPA | 0
19 | 2024-05-07 | UCOP+PPA | 0
20 | 2024-05-07 | UCOP+PPA | 0
21 | 2024-05-07 | UCOP+PPA | 0
22 | 2024-05-07 | UCOP+PPA | 0
23 | 2024-05-07 | UCOP+PPA | 0
0 | 2024-05-08 | UCOP+PPA | 0
1 | 2024-05-08 | UCOP+PPA | 0
2 | 2024-05-08 | UCOP+PPA | 0
3 | 2024-05-08 | UCOP+PPA | 0
4 | 2024-05-08 | UCOP+PPA | 0
5 | 2024-05-08 | UCOP+PPA | 0
6 | 2024-05-08 | UCOP+PPA | 0
7 | 2024-05-08 | UCOP+PPA | 0
8 | 2024-05-08 | UCOP+PPA | 0
9 | 2024-05-08 | UCOP+PPA | 0
10 | 2024-05-08 | UCOP+PPA | 0
11 | 2024-05-08 | UCOP+PPA | 0
12 | 2024-05-08 | UCOP+PPA | 0
13 | 2024-05-08 | UCOP+PPA | 0
14 | 2024-05-08 | UCOP+PPA | 0
15 | 2024-05-08 | UCOP+PPA | 0
16 | 2024-05-08 | UCOP+PPA | 0
17 | 2024-05-08 | UCOP+PPA | 0
18 | 2024-05-08 | UCOP+PPA | 0
19 | 2024-05-08 | UCOP+PPA | 0
20 | 2024-05-08 | UCOP+PPA | 0
21 | 2024-05-08 | UCOP+PPA | 0
22 | 2024-05-08 | UCOP+PPA | 0
23 | 2024-05-08 | UCOP+PPA | 0
0 | 2024-05-09 | UCOP+PPA | 0
1 | 2024-05-09 | UCOP+PPA | 0
2 | 2024-05-09 | UCOP+PPA | 0
3 | 2024-05-09 | UCOP+PPA | 0
4 | 2024-05-09 | UCOP+PPA | 0
5 | 2024-05-09 | UCOP+PPA | 0
6 | 2024-05-09 | UCOP+PPA | 0
7 | 2024-05-09 | UCOP+PPA | 0
8 | 2024-05-09 | UCOP+PPA | 0
9 | 2024-05-09 | UCOP+PPA | 0
10 | 2024-05-09 | UCOP+PPA | 0
11 | 2024-05-09 | UCOP+PPA | 0
12 | 2024-05-09 | UCOP+PPA | 0
13 | 2024-05-09 | UCOP+PPA | 0
14 | 2024-05-09 | UCOP+PPA | 0
15 | 2024-05-09 | UCOP+PPA | 0
16 | 2024-05-09 | UCOP+PPA | 0
17 | 2024-05-09 | UCOP+PPA | 0
18 | 2024-05-09 | UCOP+PPA | 0
19 | 2024-05-09 | UCOP+PPA | 0
20 | 2024-05-09 | UCOP+PPA | 0
21 | 2024-05-09 | UCOP+PPA | 0
22 | 2024-05-09 | UCOP+PPA | 0
23 | 2024-05-09 | UCOP+PPA | 0
0 | 2024-05-10 | UCOP+PPA | 0
1 | 2024-05-10 | UCOP+PPA | 0
2 | 2024-05-10 | UCOP+PPA | 0
3 | 2024-05-10 | UCOP+PPA | 0
4 | 2024-05-10 | UCOP+PPA | 0
5 | 2024-05-10 | UCOP+PPA | 0
6 | 2024-05-10 | UCOP+PPA | 0
7 | 2024-05-10 | UCOP+PPA | 0
8 | 2024-05-10 | UCOP+PPA | 0
9 | 2024-05-10 | UCOP+PPA | 0
10 | 2024-05-10 | UCOP+PPA | 0
11 | 2024-05-10 | UCOP+PPA | 0
12 | 2024-05-10 | UCOP+PPA | 0
13 | 2024-05-10 | UCOP+PPA | 0
14 | 2024-05-10 | UCOP+PPA | 0
15 | 2024-05-10 | UCOP+PPA | 0
16 | 2024-05-10 | UCOP+PPA | 0
17 | 2024-05-10 | UCOP+PPA | 0
18 | 2024-05-10 | UCOP+PPA | 0
19 | 2024-05-10 | UCOP+PPA | 0
20 | 2024-05-10 | UCOP+PPA | 0
21 | 2024-05-10 | UCOP+PPA | 0
22 | 2024-05-10 | UCOP+PPA | 0
23 | 2024-05-10 | UCOP+PPA | 0
0 | 2024-05-11 | UCOP+PPA | 0
1 | 2024-05-11 | UCOP+PPA | 0
2 | 2024-05-11 | UCOP+PPA | 0
3 | 2024-05-11 | UCOP+PPA | 0
4 | 2024-05-11 | UCOP+PPA | 0
5 | 2024-05-11 | UCOP+PPA | 0
6 | 2024-05-11 | UCOP+PPA | 0
7 | 2024-05-11 | UCOP+PPA | 0
8 | 2024-05-11 | UCOP+PPA | 0
9 | 2024-05-11 | UCOP+PPA | 0
10 | 2024-05-11 | UCOP+PPA | 0
11 | 2024-05-11 | UCOP+PPA | 0
12 | 2024-05-11 | UCOP+PPA | 0
13 | 2024-05-11 | UCOP+PPA | 0
14 | 2024-05-11 | UCOP+PPA | 0
15 | 2024-05-11 | UCOP+PPA | 0
16 | 2024-05-11 | UCOP+PPA | 0
17 | 2024-05-11 | UCOP+PPA | 0
18 | 2024-05-11 | UCOP+PPA | 0
19 | 2024-05-11 | UCOP+PPA | 0
20 | 2024-05-11 | UCOP+PPA | 0
21 | 2024-05-11 | UCOP+PPA | 0
22 | 2024-05-11 | UCOP+PPA | 0
23 | 2024-05-11 | UCOP+PPA | 0
0 | 2024-05-12 | UCOP+PPA | 0
1 | 2024-05-12 | UCOP+PPA | 0
2 | 2024-05-12 | UCOP+PPA | 0
3 | 2024-05-12 | UCOP+PPA | 0
4 | 2024-05-12 | UCOP+PPA | 0
5 | 2024-05-12 | UCOP+PPA | 0
6 | 2024-05-12 | UCOP+PPA | 0
7 | 2024-05-12 | UCOP+PPA | 0
8 | 2024-05-12 | UCOP+PPA | 0
9 | 2024-05-12 | UCOP+PPA | 0
10 | 2024-05-12 | UCOP+PPA | 0
11 | 2024-05-12 | UCOP+PPA | 0
12 | 2024-05-12 | UCOP+PPA | 0
13 | 2024-05-12 | UCOP+PPA | 0
14 | 2024-05-12 | UCOP+PPA | 0
15 | 2024-05-12 | UCOP+PPA | 0
16 | 2024-05-12 | UCOP+PPA | 0
17 | 2024-05-12 | UCOP+PPA | 0
18 | 2024-05-12 | UCOP+PPA | 0
19 | 2024-05-12 | UCOP+PPA | 0
20 | 2024-05-12 | UCOP+PPA | 0
21 | 2024-05-12 | UCOP+PPA | 0
22 | 2024-05-12 | UCOP+PPA | 0
23 | 2024-05-12 | UCOP+PPA | 0
0 | 2024-05-13 | UCOP+PPA | 0
1 | 2024-05-13 | UCOP+PPA | 0
2 | 2024-05-13 | UCOP+PPA | 0
3 | 2024-05-13 | UCOP+PPA | 0
4 | 2024-05-13 | UCOP+PPA | 0
5 | 2024-05-13 | UCOP+PPA | 0
6 | 2024-05-13 | UCOP+PPA | 0
7 | 2024-05-13 | UCOP+PPA | 0
8 | 2024-05-13 | UCOP+PPA | 0
9 | 2024-05-13 | UCOP+PPA | 0
10 | 2024-05-13 | UCOP+PPA | 0
11 | 2024-05-13 | UCOP+PPA | 0
12 | 2024-05-13 | UCOP+PPA | 0
13 | 2024-05-13 | UCOP+PPA | 0
14 | 2024-05-13 | UCOP+PPA | 0
15 | 2024-05-13 | UCOP+PPA | 0
16 | 2024-05-13 | UCOP+PPA | 0
17 | 2024-05-13 | UCOP+PPA | 0
18 | 2024-05-13 | UCOP+PPA | 0
19 | 2024-05-13 | UCOP+PPA | 0
20 | 2024-05-13 | UCOP+PPA | 0
21 | 2024-05-13 | UCOP+PPA | 0
22 | 2024-05-13 | UCOP+PPA | 0
23 | 2024-05-13 | UCOP+PPA | 0
0 | 2024-05-14 | UCOP+PPA | 0
1 | 2024-05-14 | UCOP+PPA | 0
2 | 2024-05-14 | UCOP+PPA | 0
3 | 2024-05-14 | UCOP+PPA | 0
4 | 2024-05-14 | UCOP+PPA | 0
5 | 2024-05-14 | UCOP+PPA | 0
6 | 2024-05-14 | UCOP+PPA | 0
7 | 2024-05-14 | UCOP+PPA | 0
8 | 2024-05-14 | UCOP+PPA | 0
9 | 2024-05-14 | UCOP+PPA | 0
10 | 2024-05-14 | UCOP+PPA | 0
11 | 2024-05-14 | UCOP+PPA | 0
12 | 2024-05-14 | UCOP+PPA | 0
13 | 2024-05-14 | UCOP+PPA | 0
14 | 2024-05-14 | UCOP+PPA | 0
15 | 2024-05-14 | UCOP+PPA | 0
16 | 2024-05-14 | UCOP+PPA | 0
17 | 2024-05-14 | UCOP+PPA | 0
18 | 2024-05-14 | UCOP+PPA | 0
19 | 2024-05-14 | UCOP+PPA | 0
20 | 2024-05-14 | UCOP+PPA | 0
21 | 2024-05-14 | UCOP+PPA | 0
22 | 2024-05-14 | UCOP+PPA | 0
23 | 2024-05-14 | UCOP+PPA | 0
0 | 2024-05-15 | UCOP+PPA | 0
1 | 2024-05-15 | UCOP+PPA | 0
2 | 2024-05-15 | UCOP+PPA | 0
3 | 2024-05-15 | UCOP+PPA | 0
4 | 2024-05-15 | UCOP+PPA | 0
5 | 2024-05-15 | UCOP+PPA | 0
6 | 2024-05-15 | UCOP+PPA | 0
7 | 2024-05-15 | UCOP+PPA | 0
8 | 2024-05-15 | UCOP+PPA | 0
9 | 2024-05-15 | UCOP+PPA | 0
10 | 2024-05-15 | UCOP+PPA | 0
11 | 2024-05-15 | UCOP+PPA | 0
12 | 2024-05-15 | UCOP+PPA | 0
13 | 2024-05-15 | UCOP+PPA | 0
14 | 2024-05-15 | UCOP+PPA | 0
15 | 2024-05-15 | UCOP+PPA | 0
16 | 2024-05-15 | UCOP+PPA | 0
17 | 2024-05-15 | UCOP+PPA | 0
18 | 2024-05-15 | UCOP+PPA | 0
19 | 2024-05-15 | UCOP+PPA | 0
20 | 2024-05-15 | UCOP+PPA | 0
21 | 2024-05-15 | UCOP+PPA | 0
22 | 2024-05-15 | UCOP+PPA | 0
23 | 2024-05-15 | UCOP+PPA | 0
0 | 2024-05-16 | UCOP+PPA | 0
1 | 2024-05-16 | UCOP+PPA | 0
2 | 2024-05-16 | UCOP+PPA | 0
3 | 2024-05-16 | UCOP+PPA | 0
4 | 2024-05-16 | UCOP+PPA | 0
5 | 2024-05-16 | UCOP+PPA | 0
6 | 2024-05-16 | UCOP+PPA | 0
7 | 2024-05-16 | UCOP+PPA | 0
8 | 2024-05-16 | UCOP+PPA | 0
9 | 2024-05-16 | UCOP+PPA | 0
10 | 2024-05-16 | UCOP+PPA | 0
11 | 2024-05-16 | UCOP+PPA | 0
12 | 2024-05-16 | UCOP+PPA | 0
13 | 2024-05-16 | UCOP+PPA | 0
14 | 2024-05-16 | UCOP+PPA | 0
15 | 2024-05-16 | UCOP+PPA | 0
16 | 2024-05-16 | UCOP+PPA | 0
17 | 2024-05-16 | UCOP+PPA | 0
18 | 2024-05-16 | UCOP+PPA | 0
19 | 2024-05-16 | UCOP+PPA | 0
20 | 2024-05-16 | UCOP+PPA | 0
21 | 2024-05-16 | UCOP+PPA | 0
22 | 2024-05-16 | UCOP+PPA | 0
23 | 2024-05-16 | UCOP+PPA | 0
0 | 2024-05-17 | UCOP+PPA | 0
1 | 2024-05-17 | UCOP+PPA | 0
2 | 2024-05-17 | UCOP+PPA | 0
3 | 2024-05-17 | UCOP+PPA | 0
4 | 2024-05-17 | UCOP+PPA | 0
5 | 2024-05-17 | UCOP+PPA | 0
6 | 2024-05-17 | UCOP+PPA | 0
7 | 2024-05-17 | UCOP+PPA | 0
8 | 2024-05-17 | UCOP+PPA | 0
9 | 2024-05-17 | UCOP+PPA | 0
10 | 2024-05-17 | UCOP+PPA | 0
11 | 2024-05-17 | UCOP+PPA | 0
12 | 2024-05-17 | UCOP+PPA | 0
13 | 2024-05-17 | UCOP+PPA | 0
14 | 2024-05-17 | UCOP+PPA | 0
15 | 2024-05-17 | UCOP+PPA | 0
16 | 2024-05-17 | UCOP+PPA | 0
17 | 2024-05-17 | UCOP+PPA | 0
18 | 2024-05-17 | UCOP+PPA | 0
19 | 2024-05-17 | UCOP+PPA | 0
20 | 2024-05-17 | UCOP+PPA | 0
21 | 2024-05-17 | UCOP+PPA | 0
22 | 2024-05-17 | UCOP+PPA | 0
23 | 2024-05-17 | UCOP+PPA | 0
0 | 2024-05-18 | UCOP+PPA | 0
1 | 2024-05-18 | UCOP+PPA | 0
2 | 2024-05-18 | UCOP+PPA | 0
3 | 2024-05-18 | UCOP+PPA | 0
4 | 2024-05-18 | UCOP+PPA | 0
5 | 2024-05-18 | UCOP+PPA | 0
6 | 2024-05-18 | UCOP+PPA | 0
7 | 2024-05-18 | UCOP+PPA | 0
8 | 2024-05-18 | UCOP+PPA | 0
9 | 2024-05-18 | UCOP+PPA | 0
10 | 2024-05-18 | UCOP+PPA | 0
11 | 2024-05-18 | UCOP+PPA | 0
12 | 2024-05-18 | UCOP+PPA | 0
13 | 2024-05-18 | UCOP+PPA | 0
14 | 2024-05-18 | UCOP+PPA | 0
15 | 2024-05-18 | UCOP+PPA | 0
16 | 2024-05-18 | UCOP+PPA | 0
17 | 2024-05-18 | UCOP+PPA | 0
18 | 2024-05-18 | UCOP+PPA | 0
19 | 2024-05-18 | UCOP+PPA | 0
20 | 2024-05-18 | UCOP+PPA | 0
21 | 2024-05-18 | UCOP+PPA | 0
22 | 2024-05-18 | UCOP+PPA | 0
23 | 2024-05-18 | UCOP+PPA | 0
0 | 2024-05-19 | UCOP+PPA | 0
1 | 2024-05-19 | UCOP+PPA | 0
2 | 2024-05-19 | UCOP+PPA | 0
3 | 2024-05-19 | UCOP+PPA | 0
4 | 2024-05-19 | UCOP+PPA | 0
5 | 2024-05-19 | UCOP+PPA | 0
6 | 2024-05-19 | UCOP+PPA | 0
7 | 2024-05-19 | UCOP+PPA | 0
8 | 2024-05-19 | UCOP+PPA | 0
9 | 2024-05-19 | UCOP+PPA | 0
10 | 2024-05-19 | UCOP+PPA | 0
11 | 2024-05-19 | UCOP+PPA | 0
12 | 2024-05-19 | UCOP+PPA | 0
13 | 2024-05-19 | UCOP+PPA | 0
14 | 2024-05-19 | UCOP+PPA | 0
15 | 2024-05-19 | UCOP+PPA | 0
16 | 2024-05-19 | UCOP+PPA | 0
17 | 2024-05-19 | UCOP+PPA | 0
18 | 2024-05-19 | UCOP+PPA | 0
19 | 2024-05-19 | UCOP+PPA | 0
20 | 2024-05-19 | UCOP+PPA | 0
21 | 2024-05-19 | UCOP+PPA | 0
22 | 2024-05-19 | UCOP+PPA | 0
23 | 2024-05-19 | UCOP+PPA | 0
0 | 2024-05-20 | UCOP+PPA | 0
1 | 2024-05-20 | UCOP+PPA | 0
2 | 2024-05-20 | UCOP+PPA | 0
3 | 2024-05-20 | UCOP+PPA | 0
4 | 2024-05-20 | UCOP+PPA | 0
5 | 2024-05-20 | UCOP+PPA | 0
6 | 2024-05-20 | UCOP+PPA | 0
7 | 2024-05-20 | UCOP+PPA | 0
8 | 2024-05-20 | UCOP+PPA | 0
9 | 2024-05-20 | UCOP+PPA | 0
10 | 2024-05-20 | UCOP+PPA | 0
11 | 2024-05-20 | UCOP+PPA | 0
12 | 2024-05-20 | UCOP+PPA | 0
13 | 2024-05-20 | UCOP+PPA | 0
14 | 2024-05-20 | UCOP+PPA | 0
15 | 2024-05-20 | UCOP+PPA | 0
16 | 2024-05-20 | UCOP+PPA | 0
17 | 2024-05-20 | UCOP+PPA | 0
18 | 2024-05-20 | UCOP+PPA | 0
19 | 2024-05-20 | UCOP+PPA | 0
20 | 2024-05-20 | UCOP+PPA | 0
21 | 2024-05-20 | UCOP+PPA | 0
22 | 2024-05-20 | UCOP+PPA | 0
23 | 2024-05-20 | UCOP+PPA | 0
0 | 2024-05-21 | UCOP+PPA | 0
1 | 2024-05-21 | UCOP+PPA | 0
2 | 2024-05-21 | UCOP+PPA | 0
3 | 2024-05-21 | UCOP+PPA | 0
4 | 2024-05-21 | UCOP+PPA | 0
5 | 2024-05-21 | UCOP+PPA | 0
6 | 2024-05-21 | UCOP+PPA | 0
7 | 2024-05-21 | UCOP+PPA | 0
8 | 2024-05-21 | UCOP+PPA | 0
9 | 2024-05-21 | UCOP+PPA | 0
10 | 2024-05-21 | UCOP+PPA | 0
11 | 2024-05-21 | UCOP+PPA | 0
12 | 2024-05-21 | UCOP+PPA | 0
13 | 2024-05-21 | UCOP+PPA | 0
14 | 2024-05-21 | UCOP+PPA | 0
15 | 2024-05-21 | UCOP+PPA | 0
16 | 2024-05-21 | UCOP+PPA | 0
17 | 2024-05-21 | UCOP+PPA | 0
18 | 2024-05-21 | UCOP+PPA | 0
19 | 2024-05-21 | UCOP+PPA | 0
20 | 2024-05-21 | UCOP+PPA | 0
21 | 2024-05-21 | UCOP+PPA | 0
22 | 2024-05-21 | UCOP+PPA | 0
23 | 2024-05-21 | UCOP+PPA | 0
0 | 2024-05-22 | UCOP+PPA | 0
1 | 2024-05-22 | UCOP+PPA | 0
2 | 2024-05-22 | UCOP+PPA | 0
3 | 2024-05-22 | UCOP+PPA | 0
4 | 2024-05-22 | UCOP+PPA | 0
5 | 2024-05-22 | UCOP+PPA | 0
6 | 2024-05-22 | UCOP+PPA | 0
7 | 2024-05-22 | UCOP+PPA | 0
8 | 2024-05-22 | UCOP+PPA | 0
9 | 2024-05-22 | UCOP+PPA | 0
10 | 2024-05-22 | UCOP+PPA | 0
11 | 2024-05-22 | UCOP+PPA | 0
12 | 2024-05-22 | UCOP+PPA | 0
13 | 2024-05-22 | UCOP+PPA | 0
14 | 2024-05-22 | UCOP+PPA | 0
15 | 2024-05-22 | UCOP+PPA | 0
16 | 2024-05-22 | UCOP+PPA | 0
17 | 2024-05-22 | UCOP+PPA | 0
18 | 2024-05-22 | UCOP+PPA | 0
19 | 2024-05-22 | UCOP+PPA | 0
20 | 2024-05-22 | UCOP+PPA | 0
21 | 2024-05-22 | UCOP+PPA | 0
22 | 2024-05-22 | UCOP+PPA | 0
23 | 2024-05-22 | UCOP+PPA | 0
0 | 2024-05-23 | UCOP+PPA | 0
1 | 2024-05-23 | UCOP+PPA | 0
2 | 2024-05-23 | UCOP+PPA | 0
3 | 2024-05-23 | UCOP+PPA | 0
4 | 2024-05-23 | UCOP+PPA | 0
5 | 2024-05-23 | UCOP+PPA | 0
6 | 2024-05-23 | UCOP+PPA | 0
7 | 2024-05-23 | UCOP+PPA | 0
8 | 2024-05-23 | UCOP+PPA | 0
9 | 2024-05-23 | UCOP+PPA | 0
10 | 2024-05-23 | UCOP+PPA | 0
11 | 2024-05-23 | UCOP+PPA | 0
12 | 2024-05-23 | UCOP+PPA | 0
13 | 2024-05-23 | UCOP+PPA | 0
14 | 2024-05-23 | UCOP+PPA | 0
15 | 2024-05-23 | UCOP+PPA | 0
16 | 2024-05-23 | UCOP+PPA | 0
17 | 2024-05-23 | UCOP+PPA | 0
18 | 2024-05-23 | UCOP+PPA | 0
19 | 2024-05-23 | UCOP+PPA | 0
20 | 2024-05-23 | UCOP+PPA | 0
21 | 2024-05-23 | UCOP+PPA | 0
22 | 2024-05-23 | UCOP+PPA | 0
23 | 2024-05-23 | UCOP+PPA | 0
0 | 2024-05-24 | UCOP+PPA | 0
1 | 2024-05-24 | UCOP+PPA | 0
2 | 2024-05-24 | UCOP+PPA | 0
3 | 2024-05-24 | UCOP+PPA | 0
4 | 2024-05-24 | UCOP+PPA | 0
5 | 2024-05-24 | UCOP+PPA | 0
6 | 2024-05-24 | UCOP+PPA | 0
7 | 2024-05-24 | UCOP+PPA | 0
8 | 2024-05-24 | UCOP+PPA | 0
9 | 2024-05-24 | UCOP+PPA | 0
10 | 2024-05-24 | UCOP+PPA | 0
11 | 2024-05-24 | UCOP+PPA | 0
12 | 2024-05-24 | UCOP+PPA | 0
13 | 2024-05-24 | UCOP+PPA | 0
14 | 2024-05-24 | UCOP+PPA | 0
15 | 2024-05-24 | UCOP+PPA | 0
16 | 2024-05-24 | UCOP+PPA | 0
17 | 2024-05-24 | UCOP+PPA | 0
18 | 2024-05-24 | UCOP+PPA | 0
19 | 2024-05-24 | UCOP+PPA | 0
20 | 2024-05-24 | UCOP+PPA | 0
21 | 2024-05-24 | UCOP+PPA | 0
22 | 2024-05-24 | UCOP+PPA | 0
23 | 2024-05-24 | UCOP+PPA | 0
0 | 2024-05-25 | UCOP+PPA | 0
1 | 2024-05-25 | UCOP+PPA | 0
2 | 2024-05-25 | UCOP+PPA | 0
3 | 2024-05-25 | UCOP+PPA | 0
4 | 2024-05-25 | UCOP+PPA | 0
5 | 2024-05-25 | UCOP+PPA | 0
6 | 2024-05-25 | UCOP+PPA | 0
7 | 2024-05-25 | UCOP+PPA | 0
8 | 2024-05-25 | UCOP+PPA | 0
9 | 2024-05-25 | UCOP+PPA | 0
10 | 2024-05-25 | UCOP+PPA | 0
11 | 2024-05-25 | UCOP+PPA | 0
12 | 2024-05-25 | UCOP+PPA | 0
13 | 2024-05-25 | UCOP+PPA | 0
14 | 2024-05-25 | UCOP+PPA | 0
15 | 2024-05-25 | UCOP+PPA | 0
16 | 2024-05-25 | UCOP+PPA | 0
17 | 2024-05-25 | UCOP+PPA | 0
18 | 2024-05-25 | UCOP+PPA | 0
19 | 2024-05-25 | UCOP+PPA | 0
20 | 2024-05-25 | UCOP+PPA | 0
21 | 2024-05-25 | UCOP+PPA | 0
22 | 2024-05-25 | UCOP+PPA | 0
23 | 2024-05-25 | UCOP+PPA | 0
0 | 2024-05-26 | UCOP+PPA | 0
1 | 2024-05-26 | UCOP+PPA | 0
2 | 2024-05-26 | UCOP+PPA | 0
3 | 2024-05-26 | UCOP+PPA | 0
4 | 2024-05-26 | UCOP+PPA | 0
5 | 2024-05-26 | UCOP+PPA | 0
6 | 2024-05-26 | UCOP+PPA | 0
7 | 2024-05-26 | UCOP+PPA | 0
8 | 2024-05-26 | UCOP+PPA | 0
9 | 2024-05-26 | UCOP+PPA | 0
10 | 2024-05-26 | UCOP+PPA | 0
11 | 2024-05-26 | UCOP+PPA | 0
12 | 2024-05-26 | UCOP+PPA | 0
13 | 2024-05-26 | UCOP+PPA | 0
14 | 2024-05-26 | UCOP+PPA | 0
15 | 2024-05-26 | UCOP+PPA | 0
16 | 2024-05-26 | UCOP+PPA | 0
17 | 2024-05-26 | UCOP+PPA | 0
18 | 2024-05-26 | UCOP+PPA | 0
19 | 2024-05-26 | UCOP+PPA | 0
20 | 2024-05-26 | UCOP+PPA | 0
21 | 2024-05-26 | UCOP+PPA | 0
22 | 2024-05-26 | UCOP+PPA | 0
23 | 2024-05-26 | UCOP+PPA | 0
0 | 2024-05-27 | UCOP+PPA | 0
1 | 2024-05-27 | UCOP+PPA | 0
2 | 2024-05-27 | UCOP+PPA | 0
3 | 2024-05-27 | UCOP+PPA | 0
4 | 2024-05-27 | UCOP+PPA | 0
5 | 2024-05-27 | UCOP+PPA | 0
6 | 2024-05-27 | UCOP+PPA | 0
7 | 2024-05-27 | UCOP+PPA | 0
8 | 2024-05-27 | UCOP+PPA | 0
9 | 2024-05-27 | UCOP+PPA | 0
10 | 2024-05-27 | UCOP+PPA | 0
11 | 2024-05-27 | UCOP+PPA | 0
12 | 2024-05-27 | UCOP+PPA | 0
13 | 2024-05-27 | UCOP+PPA | 0
14 | 2024-05-27 | UCOP+PPA | 0
15 | 2024-05-27 | UCOP+PPA | 0
16 | 2024-05-27 | UCOP+PPA | 0
17 | 2024-05-27 | UCOP+PPA | 0
18 | 2024-05-27 | UCOP+PPA | 0
19 | 2024-05-27 | UCOP+PPA | 0
20 | 2024-05-27 | UCOP+PPA | 0
21 | 2024-05-27 | UCOP+PPA | 0
22 | 2024-05-27 | UCOP+PPA | 0
23 | 2024-05-27 | UCOP+PPA | 0
0 | 2024-05-28 | UCOP+PPA | 0
1 | 2024-05-28 | UCOP+PPA | 0
2 | 2024-05-28 | UCOP+PPA | 0
3 | 2024-05-28 | UCOP+PPA | 0
4 | 2024-05-28 | UCOP+PPA | 0
5 | 2024-05-28 | UCOP+PPA | 0
6 | 2024-05-28 | UCOP+PPA | 0
7 | 2024-05-28 | UCOP+PPA | 0
8 | 2024-05-28 | UCOP+PPA | 0
9 | 2024-05-28 | UCOP+PPA | 0
10 | 2024-05-28 | UCOP+PPA | 0
11 | 2024-05-28 | UCOP+PPA | 0
12 | 2024-05-28 | UCOP+PPA | 0
13 | 2024-05-28 | UCOP+PPA | 0
14 | 2024-05-28 | UCOP+PPA | 0
15 | 2024-05-28 | UCOP+PPA | 0
16 | 2024-05-28 | UCOP+PPA | 0
17 | 2024-05-28 | UCOP+PPA | 0
18 | 2024-05-28 | UCOP+PPA | 0
19 | 2024-05-28 | UCOP+PPA | 0
20 | 2024-05-28 | UCOP+PPA | 0
21 | 2024-05-28 | UCOP+PPA | 0
22 | 2024-05-28 | UCOP+PPA | 0
23 | 2024-05-28 | UCOP+PPA | 0
0 | 2024-05-29 | UCOP+PPA | 0
1 | 2024-05-29 | UCOP+PPA | 0
2 | 2024-05-29 | UCOP+PPA | 0
3 | 2024-05-29 | UCOP+PPA | 0
4 | 2024-05-29 | UCOP+PPA | 0
5 | 2024-05-29 | UCOP+PPA | 0
6 | 2024-05-29 | UCOP+PPA | 0
7 | 2024-05-29 | UCOP+PPA | 0
8 | 2024-05-29 | UCOP+PPA | 0
9 | 2024-05-29 | UCOP+PPA | 0
10 | 2024-05-29 | UCOP+PPA | 0
11 | 2024-05-29 | UCOP+PPA | 0
12 | 2024-05-29 | UCOP+PPA | 0
13 | 2024-05-29 | UCOP+PPA | 0
14 | 2024-05-29 | UCOP+PPA | 0
15 | 2024-05-29 | UCOP+PPA | 0
16 | 2024-05-29 | UCOP+PPA | 0
17 | 2024-05-29 | UCOP+PPA | 0
18 | 2024-05-29 | UCOP+PPA | 0
19 | 2024-05-29 | UCOP+PPA | 0
20 | 2024-05-29 | UCOP+PPA | 0
21 | 2024-05-29 | UCOP+PPA | 0
22 | 2024-05-29 | UCOP+PPA | 0
23 | 2024-05-29 | UCOP+PPA | 0
0 | 2024-05-30 | UCOP+PPA | 0
1 | 2024-05-30 | UCOP+PPA | 0
2 | 2024-05-30 | UCOP+PPA | 0
3 | 2024-05-30 | UCOP+PPA | 0
4 | 2024-05-30 | UCOP+PPA | 0
5 | 2024-05-30 | UCOP+PPA | 0
6 | 2024-05-30 | UCOP+PPA | 0
7 | 2024-05-30 | UCOP+PPA | 0
8 | 2024-05-30 | UCOP+PPA | 0
9 | 2024-05-30 | UCOP+PPA | 0
10 | 2024-05-30 | UCOP+PPA | 0
11 | 2024-05-30 | UCOP+PPA | 0
12 | 2024-05-30 | UCOP+PPA | 0
13 | 2024-05-30 | UCOP+PPA | 0
14 | 2024-05-30 | UCOP+PPA | 0
15 | 2024-05-30 | UCOP+PPA | 0
16 | 2024-05-30 | UCOP+PPA | 0
17 | 2024-05-30 | UCOP+PPA | 0
18 | 2024-05-30 | UCOP+PPA | 0
19 | 2024-05-30 | UCOP+PPA | 0
20 | 2024-05-30 | UCOP+PPA | 0
21 | 2024-05-30 | UCOP+PPA | 0
22 | 2024-05-30 | UCOP+PPA | 0
23 | 2024-05-30 | UCOP+PPA | 0
0 | 2024-05-31 | UCOP+PPA | 0
1 | 2024-05-31 | UCOP+PPA | 0
2 | 2024-05-31 | UCOP+PPA | 0
3 | 2024-05-31 | UCOP+PPA | 0
4 | 2024-05-31 | UCOP+PPA | 0
5 | 2024-05-31 | UCOP+PPA | 0
6 | 2024-05-31 | UCOP+PPA | 0
7 | 2024-05-31 | UCOP+PPA | 0
8 | 2024-05-31 | UCOP+PPA | 0
9 | 2024-05-31 | UCOP+PPA | 0
10 | 2024-05-31 | UCOP+PPA | 0
11 | 2024-05-31 | UCOP+PPA | 0
12 | 2024-05-31 | UCOP+PPA | 0
13 | 2024-05-31 | UCOP+PPA | 0
14 | 2024-05-31 | UCOP+PPA | 0
15 | 2024-05-31 | UCOP+PPA | 0
16 | 2024-05-31 | UCOP+PPA | 0
17 | 2024-05-31 | UCOP+PPA | 0
18 | 2024-05-31 | UCOP+PPA | 0
19 | 2024-05-31 | UCOP+PPA | 0
20 | 2024-05-31 | UCOP+PPA | 0
21 | 2024-05-31 | UCOP+PPA | 0
22 | 2024-05-31 | UCOP+PPA | 0
23 | 2024-05-31 | UCOP+PPA | 0
0 | 2024-06-01 | UCOP+PPA | 0
1 | 2024-06-01 | UCOP+PPA | 0
2 | 2024-06-01 | UCOP+PPA | 0
3 | 2024-06-01 | UCOP+PPA | 0
4 | 2024-06-01 | UCOP+PPA | 0
5 | 2024-06-01 | UCOP+PPA | 0
6 | 2024-06-01 | UCOP+PPA | 0
7 | 2024-06-01 | UCOP+PPA | 0
8 | 2024-06-01 | UCOP+PPA | 0
9 | 2024-06-01 | UCOP+PPA | 0
10 | 2024-06-01 | UCOP+PPA | 0
11 | 2024-06-01 | UCOP+PPA | 0
12 | 2024-06-01 | UCOP+PPA | 0
13 | 2024-06-01 | UCOP+PPA | 0
14 | 2024-06-01 | UCOP+PPA | 0
15 | 2024-06-01 | UCOP+PPA | 0
16 | 2024-06-01 | UCOP+PPA | 0
17 | 2024-06-01 | UCOP+PPA | 0
18 | 2024-06-01 | UCOP+PPA | 0
19 | 2024-06-01 | UCOP+PPA | 0
20 | 2024-06-01 | UCOP+PPA | 0
21 | 2024-06-01 | UCOP+PPA | 0
22 | 2024-06-01 | UCOP+PPA | 0
23 | 2024-06-01 | UCOP+PPA | 0
0 | 2024-06-02 | UCOP+PPA | 0
1 | 2024-06-02 | UCOP+PPA | 0
2 | 2024-06-02 | UCOP+PPA | 0
3 | 2024-06-02 | UCOP+PPA | 0
4 | 2024-06-02 | UCOP+PPA | 0
5 | 2024-06-02 | UCOP+PPA | 0
6 | 2024-06-02 | UCOP+PPA | 0
7 | 2024-06-02 | UCOP+PPA | 0
8 | 2024-06-02 | UCOP+PPA | 0
9 | 2024-06-02 | UCOP+PPA | 0
10 | 2024-06-02 | UCOP+PPA | 0
11 | 2024-06-02 | UCOP+PPA | 0
12 | 2024-06-02 | UCOP+PPA | 0
13 | 2024-06-02 | UCOP+PPA | 0
14 | 2024-06-02 | UCOP+PPA | 0
15 | 2024-06-02 | UCOP+PPA | 0
16 | 2024-06-02 | UCOP+PPA | 0
17 | 2024-06-02 | UCOP+PPA | 0
18 | 2024-06-02 | UCOP+PPA | 0
19 | 2024-06-02 | UCOP+PPA | 0
20 | 2024-06-02 | UCOP+PPA | 0
21 | 2024-06-02 | UCOP+PPA | 0
22 | 2024-06-02 | UCOP+PPA | 0
23 | 2024-06-02 | UCOP+PPA | 0
0 | 2024-06-03 | UCOP+PPA | 0
1 | 2024-06-03 | UCOP+PPA | 0
2 | 2024-06-03 | UCOP+PPA | 0
3 | 2024-06-03 | UCOP+PPA | 0
4 | 2024-06-03 | UCOP+PPA | 0
5 | 2024-06-03 | UCOP+PPA | 0
6 | 2024-06-03 | UCOP+PPA | 0
7 | 2024-06-03 | UCOP+PPA | 0
8 | 2024-06-03 | UCOP+PPA | 0
9 | 2024-06-03 | UCOP+PPA | 0
10 | 2024-06-03 | UCOP+PPA | 0
11 | 2024-06-03 | UCOP+PPA | 0
12 | 2024-06-03 | UCOP+PPA | 0
13 | 2024-06-03 | UCOP+PPA | 0
14 | 2024-06-03 | UCOP+PPA | 0
15 | 2024-06-03 | UCOP+PPA | 0
16 | 2024-06-03 | UCOP+PPA | 0
17 | 2024-06-03 | UCOP+PPA | 0
18 | 2024-06-03 | UCOP+PPA | 0
19 | 2024-06-03 | UCOP+PPA | 0
20 | 2024-06-03 | UCOP+PPA | 0
21 | 2024-06-03 | UCOP+PPA | 0
22 | 2024-06-03 | UCOP+PPA | 0
23 | 2024-06-03 | UCOP+PPA | 0
0 | 2024-06-04 | UCOP+PPA | 0
1 | 2024-06-04 | UCOP+PPA | 0
2 | 2024-06-04 | UCOP+PPA | 0
3 | 2024-06-04 | UCOP+PPA | 0
4 | 2024-06-04 | UCOP+PPA | 0
5 | 2024-06-04 | UCOP+PPA | 0
6 | 2024-06-04 | UCOP+PPA | 0
7 | 2024-06-04 | UCOP+PPA | 0
8 | 2024-06-04 | UCOP+PPA | 0
9 | 2024-06-04 | UCOP+PPA | 0
10 | 2024-06-04 | UCOP+PPA | 0
11 | 2024-06-04 | UCOP+PPA | 0
12 | 2024-06-04 | UCOP+PPA | 0
13 | 2024-06-04 | UCOP+PPA | 0
14 | 2024-06-04 | UCOP+PPA | 0
15 | 2024-06-04 | UCOP+PPA | 0
16 | 2024-06-04 | UCOP+PPA | 0
17 | 2024-06-04 | UCOP+PPA | 0
18 | 2024-06-04 | UCOP+PPA | 0
19 | 2024-06-04 | UCOP+PPA | 0
20 | 2024-06-04 | UCOP+PPA | 0
21 | 2024-06-04 | UCOP+PPA | 0
22 | 2024-06-04 | UCOP+PPA | 0
23 | 2024-06-04 | UCOP+PPA | 0
0 | 2024-06-05 | UCOP+PPA | 0
1 | 2024-06-05 | UCOP+PPA | 0
2 | 2024-06-05 | UCOP+PPA | 0
3 | 2024-06-05 | UCOP+PPA | 0
4 | 2024-06-05 | UCOP+PPA | 0
5 | 2024-06-05 | UCOP+PPA | 0
6 | 2024-06-05 | UCOP+PPA | 0
7 | 2024-06-05 | UCOP+PPA | 0
8 | 2024-06-05 | UCOP+PPA | 0
9 | 2024-06-05 | UCOP+PPA | 0
10 | 2024-06-05 | UCOP+PPA | 0
11 | 2024-06-05 | UCOP+PPA | 0
12 | 2024-06-05 | UCOP+PPA | 0
13 | 2024-06-05 | UCOP+PPA | 0
14 | 2024-06-05 | UCOP+PPA | 0
15 | 2024-06-05 | UCOP+PPA | 0
16 | 2024-06-05 | UCOP+PPA | 0
17 | 2024-06-05 | UCOP+PPA | 0
18 | 2024-06-05 | UCOP+PPA | 0
19 | 2024-06-05 | UCOP+PPA | 0
20 | 2024-06-05 | UCOP+PPA | 0
21 | 2024-06-05 | UCOP+PPA | 0
22 | 2024-06-05 | UCOP+PPA | 0
23 | 2024-06-05 | UCOP+PPA | 0
0 | 2024-06-06 | UCOP+PPA | 0
1 | 2024-06-06 | UCOP+PPA | 0
2 | 2024-06-06 | UCOP+PPA | 0
3 | 2024-06-06 | UCOP+PPA | 0
4 | 2024-06-06 | UCOP+PPA | 0
5 | 2024-06-06 | UCOP+PPA | 0
6 | 2024-06-06 | UCOP+PPA | 0
7 | 2024-06-06 | UCOP+PPA | 0
8 | 2024-06-06 | UCOP+PPA | 0
9 | 2024-06-06 | UCOP+PPA | 0
10 | 2024-06-06 | UCOP+PPA | 0
11 | 2024-06-06 | UCOP+PPA | 0
12 | 2024-06-06 | UCOP+PPA | 0
13 | 2024-06-06 | UCOP+PPA | 0
14 | 2024-06-06 | UCOP+PPA | 0
15 | 2024-06-06 | UCOP+PPA | 0
16 | 2024-06-06 | UCOP+PPA | 0
17 | 2024-06-06 | UCOP+PPA | 0
18 | 2024-06-06 | UCOP+PPA | 0
19 | 2024-06-06 | UCOP+PPA | 0
20 | 2024-06-06 | UCOP+PPA | 0
21 | 2024-06-06 | UCOP+PPA | 0
22 | 2024-06-06 | UCOP+PPA | 0
23 | 2024-06-06 | UCOP+PPA | 0
0 | 2024-06-07 | UCOP+PPA | 0
1 | 2024-06-07 | UCOP+PPA | 0
2 | 2024-06-07 | UCOP+PPA | 0
3 | 2024-06-07 | UCOP+PPA | 0
4 | 2024-06-07 | UCOP+PPA | 0
5 | 2024-06-07 | UCOP+PPA | 0
6 | 2024-06-07 | UCOP+PPA | 0
7 | 2024-06-07 | UCOP+PPA | 0
8 | 2024-06-07 | UCOP+PPA | 0
9 | 2024-06-07 | UCOP+PPA | 0
10 | 2024-06-07 | UCOP+PPA | 0
11 | 2024-06-07 | UCOP+PPA | 0
12 | 2024-06-07 | UCOP+PPA | 0
13 | 2024-06-07 | UCOP+PPA | 0
14 | 2024-06-07 | UCOP+PPA | 0
15 | 2024-06-07 | UCOP+PPA | 0
16 | 2024-06-07 | UCOP+PPA | 0
17 | 2024-06-07 | UCOP+PPA | 0
18 | 2024-06-07 | UCOP+PPA | 0
19 | 2024-06-07 | UCOP+PPA | 0
20 | 2024-06-07 | UCOP+PPA | 0
21 | 2024-06-07 | UCOP+PPA | 0
22 | 2024-06-07 | UCOP+PPA | 0
23 | 2024-06-07 | UCOP+PPA | 0
0 | 2024-06-08 | UCOP+PPA | 0
1 | 2024-06-08 | UCOP+PPA | 0
2 | 2024-06-08 | UCOP+PPA | 0
3 | 2024-06-08 | UCOP+PPA | 0
4 | 2024-06-08 | UCOP+PPA | 0
5 | 2024-06-08 | UCOP+PPA | 0
6 | 2024-06-08 | UCOP+PPA | 0
7 | 2024-06-08 | UCOP+PPA | 0
8 | 2024-06-08 | UCOP+PPA | 0
9 | 2024-06-08 | UCOP+PPA | 0
10 | 2024-06-08 | UCOP+PPA | 0
11 | 2024-06-08 | UCOP+PPA | 0
12 | 2024-06-08 | UCOP+PPA | 0
13 | 2024-06-08 | UCOP+PPA | 0
14 | 2024-06-08 | UCOP+PPA | 0
15 | 2024-06-08 | UCOP+PPA | 0
16 | 2024-06-08 | UCOP+PPA | 0
17 | 2024-06-08 | UCOP+PPA | 0
18 | 2024-06-08 | UCOP+PPA | 0
19 | 2024-06-08 | UCOP+PPA | 0
20 | 2024-06-08 | UCOP+PPA | 0
21 | 2024-06-08 | UCOP+PPA | 0
22 | 2024-06-08 | UCOP+PPA | 0
23 | 2024-06-08 | UCOP+PPA | 0
0 | 2024-06-09 | UCOP+PPA | 0
1 | 2024-06-09 | UCOP+PPA | 0
2 | 2024-06-09 | UCOP+PPA | 0
3 | 2024-06-09 | UCOP+PPA | 0
4 | 2024-06-09 | UCOP+PPA | 0
5 | 2024-06-09 | UCOP+PPA | 0
6 | 2024-06-09 | UCOP+PPA | 0
7 | 2024-06-09 | UCOP+PPA | 0
8 | 2024-06-09 | UCOP+PPA | 0
9 | 2024-06-09 | UCOP+PPA | 0
10 | 2024-06-09 | UCOP+PPA | 0
11 | 2024-06-09 | UCOP+PPA | 0
12 | 2024-06-09 | UCOP+PPA | 0
13 | 2024-06-09 | UCOP+PPA | 0
14 | 2024-06-09 | UCOP+PPA | 0
15 | 2024-06-09 | UCOP+PPA | 0
16 | 2024-06-09 | UCOP+PPA | 0
17 | 2024-06-09 | UCOP+PPA | 0
18 | 2024-06-09 | UCOP+PPA | 0
19 | 2024-06-09 | UCOP+PPA | 0
20 | 2024-06-09 | UCOP+PPA | 0
21 | 2024-06-09 | UCOP+PPA | 0
22 | 2024-06-09 | UCOP+PPA | 0
23 | 2024-06-09 | UCOP+PPA | 0
0 | 2024-06-10 | UCOP+PPA | 0
1 | 2024-06-10 | UCOP+PPA | 0
2 | 2024-06-10 | UCOP+PPA | 0
3 | 2024-06-10 | UCOP+PPA | 0
4 | 2024-06-10 | UCOP+PPA | 0
5 | 2024-06-10 | UCOP+PPA | 0
6 | 2024-06-10 | UCOP+PPA | 0
7 | 2024-06-10 | UCOP+PPA | 0
8 | 2024-06-10 | UCOP+PPA | 0
9 | 2024-06-10 | UCOP+PPA | 0
10 | 2024-06-10 | UCOP+PPA | 0
11 | 2024-06-10 | UCOP+PPA | 0
12 | 2024-06-10 | UCOP+PPA | 0
13 | 2024-06-10 | UCOP+PPA | 0
14 | 2024-06-10 | UCOP+PPA | 0
15 | 2024-06-10 | UCOP+PPA | 0
16 | 2024-06-10 | UCOP+PPA | 0
17 | 2024-06-10 | UCOP+PPA | 0
18 | 2024-06-10 | UCOP+PPA | 0
19 | 2024-06-10 | UCOP+PPA | 0
20 | 2024-06-10 | UCOP+PPA | 0
21 | 2024-06-10 | UCOP+PPA | 0
22 | 2024-06-10 | UCOP+PPA | 0
23 | 2024-06-10 | UCOP+PPA | 0
0 | 2024-06-11 | UCOP+PPA | 0
1 | 2024-06-11 | UCOP+PPA | 0
2 | 2024-06-11 | UCOP+PPA | 0
3 | 2024-06-11 | UCOP+PPA | 0
4 | 2024-06-11 | UCOP+PPA | 0
5 | 2024-06-11 | UCOP+PPA | 0
6 | 2024-06-11 | UCOP+PPA | 0
7 | 2024-06-11 | UCOP+PPA | 0
8 | 2024-06-11 | UCOP+PPA | 0
9 | 2024-06-11 | UCOP+PPA | 0
10 | 2024-06-11 | UCOP+PPA | 0
11 | 2024-06-11 | UCOP+PPA | 0
12 | 2024-06-11 | UCOP+PPA | 0
13 | 2024-06-11 | UCOP+PPA | 0
14 | 2024-06-11 | UCOP+PPA | 0
15 | 2024-06-11 | UCOP+PPA | 0
16 | 2024-06-11 | UCOP+PPA | 0
17 | 2024-06-11 | UCOP+PPA | 0
18 | 2024-06-11 | UCOP+PPA | 0
19 | 2024-06-11 | UCOP+PPA | 0
20 | 2024-06-11 | UCOP+PPA | 0
21 | 2024-06-11 | UCOP+PPA | 0
22 | 2024-06-11 | UCOP+PPA | 0
23 | 2024-06-11 | UCOP+PPA | 0
0 | 2024-06-12 | UCOP+PPA | 0
1 | 2024-06-12 | UCOP+PPA | 0
2 | 2024-06-12 | UCOP+PPA | 0
3 | 2024-06-12 | UCOP+PPA | 0
4 | 2024-06-12 | UCOP+PPA | 0
5 | 2024-06-12 | UCOP+PPA | 0
6 | 2024-06-12 | UCOP+PPA | 0
7 | 2024-06-12 | UCOP+PPA | 0
8 | 2024-06-12 | UCOP+PPA | 0
9 | 2024-06-12 | UCOP+PPA | 0
10 | 2024-06-12 | UCOP+PPA | 0
11 | 2024-06-12 | UCOP+PPA | 0
12 | 2024-06-12 | UCOP+PPA | 0
13 | 2024-06-12 | UCOP+PPA | 0
14 | 2024-06-12 | UCOP+PPA | 0
15 | 2024-06-12 | UCOP+PPA | 0
16 | 2024-06-12 | UCOP+PPA | 0
17 | 2024-06-12 | UCOP+PPA | 0
18 | 2024-06-12 | UCOP+PPA | 0
19 | 2024-06-12 | UCOP+PPA | 0
20 | 2024-06-12 | UCOP+PPA | 0
21 | 2024-06-12 | UCOP+PPA | 0
22 | 2024-06-12 | UCOP+PPA | 0
23 | 2024-06-12 | UCOP+PPA | 0
0 | 2024-06-13 | UCOP+PPA | 0
1 | 2024-06-13 | UCOP+PPA | 0
2 | 2024-06-13 | UCOP+PPA | 0
3 | 2024-06-13 | UCOP+PPA | 0
4 | 2024-06-13 | UCOP+PPA | 0
5 | 2024-06-13 | UCOP+PPA | 0
6 | 2024-06-13 | UCOP+PPA | 0
7 | 2024-06-13 | UCOP+PPA | 0
8 | 2024-06-13 | UCOP+PPA | 0
9 | 2024-06-13 | UCOP+PPA | 0
10 | 2024-06-13 | UCOP+PPA | 0
11 | 2024-06-13 | UCOP+PPA | 0
12 | 2024-06-13 | UCOP+PPA | 0
13 | 2024-06-13 | UCOP+PPA | 0
14 | 2024-06-13 | UCOP+PPA | 0
15 | 2024-06-13 | UCOP+PPA | 0
16 | 2024-06-13 | UCOP+PPA | 0
17 | 2024-06-13 | UCOP+PPA | 0
18 | 2024-06-13 | UCOP+PPA | 0
19 | 2024-06-13 | UCOP+PPA | 0
20 | 2024-06-13 | UCOP+PPA | 0
21 | 2024-06-13 | UCOP+PPA | 0
22 | 2024-06-13 | UCOP+PPA | 0
23 | 2024-06-13 | UCOP+PPA | 0
0 | 2024-06-14 | UCOP+PPA | 0
1 | 2024-06-14 | UCOP+PPA | 0
2 | 2024-06-14 | UCOP+PPA | 0
3 | 2024-06-14 | UCOP+PPA | 0
4 | 2024-06-14 | UCOP+PPA | 0
5 | 2024-06-14 | UCOP+PPA | 0
6 | 2024-06-14 | UCOP+PPA | 0
7 | 2024-06-14 | UCOP+PPA | 0
8 | 2024-06-14 | UCOP+PPA | 0
9 | 2024-06-14 | UCOP+PPA | 0
10 | 2024-06-14 | UCOP+PPA | 0
11 | 2024-06-14 | UCOP+PPA | 0
12 | 2024-06-14 | UCOP+PPA | 0
13 | 2024-06-14 | UCOP+PPA | 0
14 | 2024-06-14 | UCOP+PPA | 0
15 | 2024-06-14 | UCOP+PPA | 0
16 | 2024-06-14 | UCOP+PPA | 0
17 | 2024-06-14 | UCOP+PPA | 0
18 | 2024-06-14 | UCOP+PPA | 0
19 | 2024-06-14 | UCOP+PPA | 0
20 | 2024-06-14 | UCOP+PPA | 0
21 | 2024-06-14 | UCOP+PPA | 0
22 | 2024-06-14 | UCOP+PPA | 0
23 | 2024-06-14 | UCOP+PPA | 0
0 | 2024-06-15 | UCOP+PPA | 0
1 | 2024-06-15 | UCOP+PPA | 0
2 | 2024-06-15 | UCOP+PPA | 0
3 | 2024-06-15 | UCOP+PPA | 0
4 | 2024-06-15 | UCOP+PPA | 0
5 | 2024-06-15 | UCOP+PPA | 0
6 | 2024-06-15 | UCOP+PPA | 0
7 | 2024-06-15 | UCOP+PPA | 0
8 | 2024-06-15 | UCOP+PPA | 0
9 | 2024-06-15 | UCOP+PPA | 0
10 | 2024-06-15 | UCOP+PPA | 0
11 | 2024-06-15 | UCOP+PPA | 0
12 | 2024-06-15 | UCOP+PPA | 0
13 | 2024-06-15 | UCOP+PPA | 0
14 | 2024-06-15 | UCOP+PPA | 0
15 | 2024-06-15 | UCOP+PPA | 0
16 | 2024-06-15 | UCOP+PPA | 0
17 | 2024-06-15 | UCOP+PPA | 0
18 | 2024-06-15 | UCOP+PPA | 0
19 | 2024-06-15 | UCOP+PPA | 0
20 | 2024-06-15 | UCOP+PPA | 0
21 | 2024-06-15 | UCOP+PPA | 0
22 | 2024-06-15 | UCOP+PPA | 0
23 | 2024-06-15 | UCOP+PPA | 0
0 | 2024-06-16 | UCOP+PPA | 0
1 | 2024-06-16 | UCOP+PPA | 0
2 | 2024-06-16 | UCOP+PPA | 0
3 | 2024-06-16 | UCOP+PPA | 0
4 | 2024-06-16 | UCOP+PPA | 0
5 | 2024-06-16 | UCOP+PPA | 0
6 | 2024-06-16 | UCOP+PPA | 0
7 | 2024-06-16 | UCOP+PPA | 0
8 | 2024-06-16 | UCOP+PPA | 0
9 | 2024-06-16 | UCOP+PPA | 0
10 | 2024-06-16 | UCOP+PPA | 0
11 | 2024-06-16 | UCOP+PPA | 0
12 | 2024-06-16 | UCOP+PPA | 0
13 | 2024-06-16 | UCOP+PPA | 0
14 | 2024-06-16 | UCOP+PPA | 0
15 | 2024-06-16 | UCOP+PPA | 0
16 | 2024-06-16 | UCOP+PPA | 0
17 | 2024-06-16 | UCOP+PPA | 0
18 | 2024-06-16 | UCOP+PPA | 0
19 | 2024-06-16 | UCOP+PPA | 0
20 | 2024-06-16 | UCOP+PPA | 0
21 | 2024-06-16 | UCOP+PPA | 0
22 | 2024-06-16 | UCOP+PPA | 0
23 | 2024-06-16 | UCOP+PPA | 0
0 | 2024-06-17 | UCOP+PPA | 0
1 | 2024-06-17 | UCOP+PPA | 0
2 | 2024-06-17 | UCOP+PPA | 0
3 | 2024-06-17 | UCOP+PPA | 0
4 | 2024-06-17 | UCOP+PPA | 0
5 | 2024-06-17 | UCOP+PPA | 0
6 | 2024-06-17 | UCOP+PPA | 0
7 | 2024-06-17 | UCOP+PPA | 0
8 | 2024-06-17 | UCOP+PPA | 0
9 | 2024-06-17 | UCOP+PPA | 0
10 | 2024-06-17 | UCOP+PPA | 0
11 | 2024-06-17 | UCOP+PPA | 0
12 | 2024-06-17 | UCOP+PPA | 0
13 | 2024-06-17 | UCOP+PPA | 0
14 | 2024-06-17 | UCOP+PPA | 0
15 | 2024-06-17 | UCOP+PPA | 0
16 | 2024-06-17 | UCOP+PPA | 0
17 | 2024-06-17 | UCOP+PPA | 0
18 | 2024-06-17 | UCOP+PPA | 0
19 | 2024-06-17 | UCOP+PPA | 0
20 | 2024-06-17 | UCOP+PPA | 0
21 | 2024-06-17 | UCOP+PPA | 0
22 | 2024-06-17 | UCOP+PPA | 0
23 | 2024-06-17 | UCOP+PPA | 0
0 | 2024-06-18 | UCOP+PPA | 0
1 | 2024-06-18 | UCOP+PPA | 0
2 | 2024-06-18 | UCOP+PPA | 0
3 | 2024-06-18 | UCOP+PPA | 0
4 | 2024-06-18 | UCOP+PPA | 0
5 | 2024-06-18 | UCOP+PPA | 0
6 | 2024-06-18 | UCOP+PPA | 0
7 | 2024-06-18 | UCOP+PPA | 0
8 | 2024-06-18 | UCOP+PPA | 0
9 | 2024-06-18 | UCOP+PPA | 0
10 | 2024-06-18 | UCOP+PPA | 0
11 | 2024-06-18 | UCOP+PPA | 0
12 | 2024-06-18 | UCOP+PPA | 0
13 | 2024-06-18 | UCOP+PPA | 0
14 | 2024-06-18 | UCOP+PPA | 0
15 | 2024-06-18 | UCOP+PPA | 0
16 | 2024-06-18 | UCOP+PPA | 0
17 | 2024-06-18 | UCOP+PPA | 0
18 | 2024-06-18 | UCOP+PPA | 0
19 | 2024-06-18 | UCOP+PPA | 0
20 | 2024-06-18 | UCOP+PPA | 0
21 | 2024-06-18 | UCOP+PPA | 0
22 | 2024-06-18 | UCOP+PPA | 0
23 | 2024-06-18 | UCOP+PPA | 0
0 | 2024-06-19 | UCOP+PPA | 0
1 | 2024-06-19 | UCOP+PPA | 0
2 | 2024-06-19 | UCOP+PPA | 0
3 | 2024-06-19 | UCOP+PPA | 0
4 | 2024-06-19 | UCOP+PPA | 0
5 | 2024-06-19 | UCOP+PPA | 0
6 | 2024-06-19 | UCOP+PPA | 0
7 | 2024-06-19 | UCOP+PPA | 0
8 | 2024-06-19 | UCOP+PPA | 0
9 | 2024-06-19 | UCOP+PPA | 0
10 | 2024-06-19 | UCOP+PPA | 0
11 | 2024-06-19 | UCOP+PPA | 0
12 | 2024-06-19 | UCOP+PPA | 0
13 | 2024-06-19 | UCOP+PPA | 0
14 | 2024-06-19 | UCOP+PPA | 0
15 | 2024-06-19 | UCOP+PPA | 0
16 | 2024-06-19 | UCOP+PPA | 0
17 | 2024-06-19 | UCOP+PPA | 0
18 | 2024-06-19 | UCOP+PPA | 0
19 | 2024-06-19 | UCOP+PPA | 0
20 | 2024-06-19 | UCOP+PPA | 0
21 | 2024-06-19 | UCOP+PPA | 0
22 | 2024-06-19 | UCOP+PPA | 0
23 | 2024-06-19 | UCOP+PPA | 0
0 | 2024-06-20 | UCOP+PPA | 0
1 | 2024-06-20 | UCOP+PPA | 0
2 | 2024-06-20 | UCOP+PPA | 0
3 | 2024-06-20 | UCOP+PPA | 0
4 | 2024-06-20 | UCOP+PPA | 0
5 | 2024-06-20 | UCOP+PPA | 0
6 | 2024-06-20 | UCOP+PPA | 0
7 | 2024-06-20 | UCOP+PPA | 0
8 | 2024-06-20 | UCOP+PPA | 0
9 | 2024-06-20 | UCOP+PPA | 0
10 | 2024-06-20 | UCOP+PPA | 0
11 | 2024-06-20 | UCOP+PPA | 0
12 | 2024-06-20 | UCOP+PPA | 0
13 | 2024-06-20 | UCOP+PPA | 0
14 | 2024-06-20 | UCOP+PPA | 0
15 | 2024-06-20 | UCOP+PPA | 0
16 | 2024-06-20 | UCOP+PPA | 0
17 | 2024-06-20 | UCOP+PPA | 0
18 | 2024-06-20 | UCOP+PPA | 0
19 | 2024-06-20 | UCOP+PPA | 0
20 | 2024-06-20 | UCOP+PPA | 0
21 | 2024-06-20 | UCOP+PPA | 0
22 | 2024-06-20 | UCOP+PPA | 0
23 | 2024-06-20 | UCOP+PPA | 0
0 | 2024-06-21 | UCOP+PPA | 0
1 | 2024-06-21 | UCOP+PPA | 0
2 | 2024-06-21 | UCOP+PPA | 0
3 | 2024-06-21 | UCOP+PPA | 0
4 | 2024-06-21 | UCOP+PPA | 0
5 | 2024-06-21 | UCOP+PPA | 0
6 | 2024-06-21 | UCOP+PPA | 0
7 | 2024-06-21 | UCOP+PPA | 0
8 | 2024-06-21 | UCOP+PPA | 0
9 | 2024-06-21 | UCOP+PPA | 0
10 | 2024-06-21 | UCOP+PPA | 0
11 | 2024-06-21 | UCOP+PPA | 0
12 | 2024-06-21 | UCOP+PPA | 0
13 | 2024-06-21 | UCOP+PPA | 0
14 | 2024-06-21 | UCOP+PPA | 0
15 | 2024-06-21 | UCOP+PPA | 0
16 | 2024-06-21 | UCOP+PPA | 0
17 | 2024-06-21 | UCOP+PPA | 0
18 | 2024-06-21 | UCOP+PPA | 0
19 | 2024-06-21 | UCOP+PPA | 0
20 | 2024-06-21 | UCOP+PPA | 0
21 | 2024-06-21 | UCOP+PPA | 0
22 | 2024-06-21 | UCOP+PPA | 0
23 | 2024-06-21 | UCOP+PPA | 0
0 | 2024-06-22 | UCOP+PPA | 0
1 | 2024-06-22 | UCOP+PPA | 0
2 | 2024-06-22 | UCOP+PPA | 0
3 | 2024-06-22 | UCOP+PPA | 0
4 | 2024-06-22 | UCOP+PPA | 0
5 | 2024-06-22 | UCOP+PPA | 0
6 | 2024-06-22 | UCOP+PPA | 0
7 | 2024-06-22 | UCOP+PPA | 0
8 | 2024-06-22 | UCOP+PPA | 0
9 | 2024-06-22 | UCOP+PPA | 0
10 | 2024-06-22 | UCOP+PPA | 0
11 | 2024-06-22 | UCOP+PPA | 0
12 | 2024-06-22 | UCOP+PPA | 0
13 | 2024-06-22 | UCOP+PPA | 0
14 | 2024-06-22 | UCOP+PPA | 0
15 | 2024-06-22 | UCOP+PPA | 0
16 | 2024-06-22 | UCOP+PPA | 0
17 | 2024-06-22 | UCOP+PPA | 0
18 | 2024-06-22 | UCOP+PPA | 0
19 | 2024-06-22 | UCOP+PPA | 0
20 | 2024-06-22 | UCOP+PPA | 0
21 | 2024-06-22 | UCOP+PPA | 0
22 | 2024-06-22 | UCOP+PPA | 0
23 | 2024-06-22 | UCOP+PPA | 0
0 | 2024-06-23 | UCOP+PPA | 0
1 | 2024-06-23 | UCOP+PPA | 0
2 | 2024-06-23 | UCOP+PPA | 0
3 | 2024-06-23 | UCOP+PPA | 0
4 | 2024-06-23 | UCOP+PPA | 0
5 | 2024-06-23 | UCOP+PPA | 0
6 | 2024-06-23 | UCOP+PPA | 0
7 | 2024-06-23 | UCOP+PPA | 0
8 | 2024-06-23 | UCOP+PPA | 0
9 | 2024-06-23 | UCOP+PPA | 0
10 | 2024-06-23 | UCOP+PPA | 0
11 | 2024-06-23 | UCOP+PPA | 0
12 | 2024-06-23 | UCOP+PPA | 0
13 | 2024-06-23 | UCOP+PPA | 0
14 | 2024-06-23 | UCOP+PPA | 0
15 | 2024-06-23 | UCOP+PPA | 0
16 | 2024-06-23 | UCOP+PPA | 0
17 | 2024-06-23 | UCOP+PPA | 0
18 | 2024-06-23 | UCOP+PPA | 0
19 | 2024-06-23 | UCOP+PPA | 0
20 | 2024-06-23 | UCOP+PPA | 0
21 | 2024-06-23 | UCOP+PPA | 0
22 | 2024-06-23 | UCOP+PPA | 0
23 | 2024-06-23 | UCOP+PPA | 0
0 | 2024-06-24 | UCOP+PPA | 0
1 | 2024-06-24 | UCOP+PPA | 0
2 | 2024-06-24 | UCOP+PPA | 0
3 | 2024-06-24 | UCOP+PPA | 0
4 | 2024-06-24 | UCOP+PPA | 0
5 | 2024-06-24 | UCOP+PPA | 0
6 | 2024-06-24 | UCOP+PPA | 0
7 | 2024-06-24 | UCOP+PPA | 0
8 | 2024-06-24 | UCOP+PPA | 0
9 | 2024-06-24 | UCOP+PPA | 0
10 | 2024-06-24 | UCOP+PPA | 0
11 | 2024-06-24 | UCOP+PPA | 0
12 | 2024-06-24 | UCOP+PPA | 0
13 | 2024-06-24 | UCOP+PPA | 0
14 | 2024-06-24 | UCOP+PPA | 0
15 | 2024-06-24 | UCOP+PPA | 0
16 | 2024-06-24 | UCOP+PPA | 0
17 | 2024-06-24 | UCOP+PPA | 0
18 | 2024-06-24 | UCOP+PPA | 0
19 | 2024-06-24 | UCOP+PPA | 0
20 | 2024-06-24 | UCOP+PPA | 0
21 | 2024-06-24 | UCOP+PPA | 0
22 | 2024-06-24 | UCOP+PPA | 0
23 | 2024-06-24 | UCOP+PPA | 0
0 | 2024-06-25 | UCOP+PPA | 0
1 | 2024-06-25 | UCOP+PPA | 0
2 | 2024-06-25 | UCOP+PPA | 0
3 | 2024-06-25 | UCOP+PPA | 0
4 | 2024-06-25 | UCOP+PPA | 0
5 | 2024-06-25 | UCOP+PPA | 0
6 | 2024-06-25 | UCOP+PPA | 0
7 | 2024-06-25 | UCOP+PPA | 0
8 | 2024-06-25 | UCOP+PPA | 0
9 | 2024-06-25 | UCOP+PPA | 0
10 | 2024-06-25 | UCOP+PPA | 0
11 | 2024-06-25 | UCOP+PPA | 0
12 | 2024-06-25 | UCOP+PPA | 0
13 | 2024-06-25 | UCOP+PPA | 0
14 | 2024-06-25 | UCOP+PPA | 0
15 | 2024-06-25 | UCOP+PPA | 0
16 | 2024-06-25 | UCOP+PPA | 0
17 | 2024-06-25 | UCOP+PPA | 0
18 | 2024-06-25 | UCOP+PPA | 0
19 | 2024-06-25 | UCOP+PPA | 0
20 | 2024-06-25 | UCOP+PPA | 0
21 | 2024-06-25 | UCOP+PPA | 0
22 | 2024-06-25 | UCOP+PPA | 0
23 | 2024-06-25 | UCOP+PPA | 0
0 | 2024-06-26 | UCOP+PPA | 0
1 | 2024-06-26 | UCOP+PPA | 0
2 | 2024-06-26 | UCOP+PPA | 0
3 | 2024-06-26 | UCOP+PPA | 0
4 | 2024-06-26 | UCOP+PPA | 0
5 | 2024-06-26 | UCOP+PPA | 0
6 | 2024-06-26 | UCOP+PPA | 0
7 | 2024-06-26 | UCOP+PPA | 0
8 | 2024-06-26 | UCOP+PPA | 0
9 | 2024-06-26 | UCOP+PPA | 0
10 | 2024-06-26 | UCOP+PPA | 0
11 | 2024-06-26 | UCOP+PPA | 0
12 | 2024-06-26 | UCOP+PPA | 0
13 | 2024-06-26 | UCOP+PPA | 0
14 | 2024-06-26 | UCOP+PPA | 0
15 | 2024-06-26 | UCOP+PPA | 0
16 | 2024-06-26 | UCOP+PPA | 0
17 | 2024-06-26 | UCOP+PPA | 0
18 | 2024-06-26 | UCOP+PPA | 0
19 | 2024-06-26 | UCOP+PPA | 0
20 | 2024-06-26 | UCOP+PPA | 0
21 | 2024-06-26 | UCOP+PPA | 0
22 | 2024-06-26 | UCOP+PPA | 0
23 | 2024-06-26 | UCOP+PPA | 0
0 | 2024-06-27 | UCOP+PPA | 0
1 | 2024-06-27 | UCOP+PPA | 0
2 | 2024-06-27 | UCOP+PPA | 0
3 | 2024-06-27 | UCOP+PPA | 0
4 | 2024-06-27 | UCOP+PPA | 0
5 | 2024-06-27 | UCOP+PPA | 0
6 | 2024-06-27 | UCOP+PPA | 0
7 | 2024-06-27 | UCOP+PPA | 0
8 | 2024-06-27 | UCOP+PPA | 0
9 | 2024-06-27 | UCOP+PPA | 0
10 | 2024-06-27 | UCOP+PPA | 0
11 | 2024-06-27 | UCOP+PPA | 0
12 | 2024-06-27 | UCOP+PPA | 0
13 | 2024-06-27 | UCOP+PPA | 0
14 | 2024-06-27 | UCOP+PPA | 0
15 | 2024-06-27 | UCOP+PPA | 0
16 | 2024-06-27 | UCOP+PPA | 0
17 | 2024-06-27 | UCOP+PPA | 0
18 | 2024-06-27 | UCOP+PPA | 0
19 | 2024-06-27 | UCOP+PPA | 0
20 | 2024-06-27 | UCOP+PPA | 0
21 | 2024-06-27 | UCOP+PPA | 0
22 | 2024-06-27 | UCOP+PPA | 0
23 | 2024-06-27 | UCOP+PPA | 0
0 | 2024-06-28 | UCOP+PPA | 0
1 | 2024-06-28 | UCOP+PPA | 0
2 | 2024-06-28 | UCOP+PPA | 0
3 | 2024-06-28 | UCOP+PPA | 0
4 | 2024-06-28 | UCOP+PPA | 0
5 | 2024-06-28 | UCOP+PPA | 0
6 | 2024-06-28 | UCOP+PPA | 0
7 | 2024-06-28 | UCOP+PPA | 0
8 | 2024-06-28 | UCOP+PPA | 0
9 | 2024-06-28 | UCOP+PPA | 0
10 | 2024-06-28 | UCOP+PPA | 0
11 | 2024-06-28 | UCOP+PPA | 0
12 | 2024-06-28 | UCOP+PPA | 0
13 | 2024-06-28 | UCOP+PPA | 0
14 | 2024-06-28 | UCOP+PPA | 0
15 | 2024-06-28 | UCOP+PPA | 0
16 | 2024-06-28 | UCOP+PPA | 0
17 | 2024-06-28 | UCOP+PPA | 0
18 | 2024-06-28 | UCOP+PPA | 0
19 | 2024-06-28 | UCOP+PPA | 0
20 | 2024-06-28 | UCOP+PPA | 0
21 | 2024-06-28 | UCOP+PPA | 0
22 | 2024-06-28 | UCOP+PPA | 0
23 | 2024-06-28 | UCOP+PPA | 0
0 | 2024-06-29 | UCOP+PPA | 0
1 | 2024-06-29 | UCOP+PPA | 0
2 | 2024-06-29 | UCOP+PPA | 0
3 | 2024-06-29 | UCOP+PPA | 0
4 | 2024-06-29 | UCOP+PPA | 0
5 | 2024-06-29 | UCOP+PPA | 0
6 | 2024-06-29 | UCOP+PPA | 0
7 | 2024-06-29 | UCOP+PPA | 0
8 | 2024-06-29 | UCOP+PPA | 0
9 | 2024-06-29 | UCOP+PPA | 0
10 | 2024-06-29 | UCOP+PPA | 0
11 | 2024-06-29 | UCOP+PPA | 0
12 | 2024-06-29 | UCOP+PPA | 0
13 | 2024-06-29 | UCOP+PPA | 0
14 | 2024-06-29 | UCOP+PPA | 0
15 | 2024-06-29 | UCOP+PPA | 0
16 | 2024-06-29 | UCOP+PPA | 0
17 | 2024-06-29 | UCOP+PPA | 0
18 | 2024-06-29 | UCOP+PPA | 0
19 | 2024-06-29 | UCOP+PPA | 0
20 | 2024-06-29 | UCOP+PPA | 0
21 | 2024-06-29 | UCOP+PPA | 0
22 | 2024-06-29 | UCOP+PPA | 0
23 | 2024-06-29 | UCOP+PPA | 0
0 | 2024-06-30 | UCOP+PPA | 0
1 | 2024-06-30 | UCOP+PPA | 0
2 | 2024-06-30 | UCOP+PPA | 0
3 | 2024-06-30 | UCOP+PPA | 0
4 | 2024-06-30 | UCOP+PPA | 0
5 | 2024-06-30 | UCOP+PPA | 0
6 | 2024-06-30 | UCOP+PPA | 0
7 | 2024-06-30 | UCOP+PPA | 0
8 | 2024-06-30 | UCOP+PPA | 0
9 | 2024-06-30 | UCOP+PPA | 0
10 | 2024-06-30 | UCOP+PPA | 0
11 | 2024-06-30 | UCOP+PPA | 0
12 | 2024-06-30 | UCOP+PPA | 0
13 | 2024-06-30 | UCOP+PPA | 0
14 | 2024-06-30 | UCOP+PPA | 0
15 | 2024-06-30 | UCOP+PPA | 0
16 | 2024-06-30 | UCOP+PPA | 0
17 | 2024-06-30 | UCOP+PPA | 0
18 | 2024-06-30 | UCOP+PPA | 0
19 | 2024-06-30 | UCOP+PPA | 0
20 | 2024-06-30 | UCOP+PPA | 0
21 | 2024-06-30 | UCOP+PPA | 0
22 | 2024-06-30 | UCOP+PPA | 0
23 | 2024-06-30 | UCOP+PPA | 0
0 | 2024-07-01 | UCOP+PPA | 0
1 | 2024-07-01 | UCOP+PPA | 0
2 | 2024-07-01 | UCOP+PPA | 0
3 | 2024-07-01 | UCOP+PPA | 0
4 | 2024-07-01 | UCOP+PPA | 0
5 | 2024-07-01 | UCOP+PPA | 0
6 | 2024-07-01 | UCOP+PPA | 0
7 | 2024-07-01 | UCOP+PPA | 0
8 | 2024-07-01 | UCOP+PPA | 0
9 | 2024-07-01 | UCOP+PPA | 0
10 | 2024-07-01 | UCOP+PPA | 0
11 | 2024-07-01 | UCOP+PPA | 0
12 | 2024-07-01 | UCOP+PPA | 0
13 | 2024-07-01 | UCOP+PPA | 0
14 | 2024-07-01 | UCOP+PPA | 0
15 | 2024-07-01 | UCOP+PPA | 0
16 | 2024-07-01 | UCOP+PPA | 0
17 | 2024-07-01 | UCOP+PPA | 0
18 | 2024-07-01 | UCOP+PPA | 0
19 | 2024-07-01 | UCOP+PPA | 0
20 | 2024-07-01 | UCOP+PPA | 0
21 | 2024-07-01 | UCOP+PPA | 0
22 | 2024-07-01 | UCOP+PPA | 0
23 | 2024-07-01 | UCOP+PPA | 0
0 | 2024-07-02 | UCOP+PPA | 0
1 | 2024-07-02 | UCOP+PPA | 0
2 | 2024-07-02 | UCOP+PPA | 0
3 | 2024-07-02 | UCOP+PPA | 0
4 | 2024-07-02 | UCOP+PPA | 0
5 | 2024-07-02 | UCOP+PPA | 0
6 | 2024-07-02 | UCOP+PPA | 0
7 | 2024-07-02 | UCOP+PPA | 0
8 | 2024-07-02 | UCOP+PPA | 0
9 | 2024-07-02 | UCOP+PPA | 0
10 | 2024-07-02 | UCOP+PPA | 0
11 | 2024-07-02 | UCOP+PPA | 0
12 | 2024-07-02 | UCOP+PPA | 0
13 | 2024-07-02 | UCOP+PPA | 0
14 | 2024-07-02 | UCOP+PPA | 0
15 | 2024-07-02 | UCOP+PPA | 0
16 | 2024-07-02 | UCOP+PPA | 0
17 | 2024-07-02 | UCOP+PPA | 0
18 | 2024-07-02 | UCOP+PPA | 0
19 | 2024-07-02 | UCOP+PPA | 0
20 | 2024-07-02 | UCOP+PPA | 0
21 | 2024-07-02 | UCOP+PPA | 0
22 | 2024-07-02 | UCOP+PPA | 0
23 | 2024-07-02 | UCOP+PPA | 0
0 | 2024-07-03 | UCOP+PPA | 0
1 | 2024-07-03 | UCOP+PPA | 0
2 | 2024-07-03 | UCOP+PPA | 0
3 | 2024-07-03 | UCOP+PPA | 0
4 | 2024-07-03 | UCOP+PPA | 0
5 | 2024-07-03 | UCOP+PPA | 0
6 | 2024-07-03 | UCOP+PPA | 0
7 | 2024-07-03 | UCOP+PPA | 0
8 | 2024-07-03 | UCOP+PPA | 0
9 | 2024-07-03 | UCOP+PPA | 0
10 | 2024-07-03 | UCOP+PPA | 0
11 | 2024-07-03 | UCOP+PPA | 0
12 | 2024-07-03 | UCOP+PPA | 0
13 | 2024-07-03 | UCOP+PPA | 0
14 | 2024-07-03 | UCOP+PPA | 0
15 | 2024-07-03 | UCOP+PPA | 0
16 | 2024-07-03 | UCOP+PPA | 0
17 | 2024-07-03 | UCOP+PPA | 0
18 | 2024-07-03 | UCOP+PPA | 0
19 | 2024-07-03 | UCOP+PPA | 0
20 | 2024-07-03 | UCOP+PPA | 0
21 | 2024-07-03 | UCOP+PPA | 0
22 | 2024-07-03 | UCOP+PPA | 0
23 | 2024-07-03 | UCOP+PPA | 0
0 | 2024-07-04 | UCOP+PPA | 0
1 | 2024-07-04 | UCOP+PPA | 0
2 | 2024-07-04 | UCOP+PPA | 0
3 | 2024-07-04 | UCOP+PPA | 0
4 | 2024-07-04 | UCOP+PPA | 0
5 | 2024-07-04 | UCOP+PPA | 0
6 | 2024-07-04 | UCOP+PPA | 0
7 | 2024-07-04 | UCOP+PPA | 0
8 | 2024-07-04 | UCOP+PPA | 0
9 | 2024-07-04 | UCOP+PPA | 0
10 | 2024-07-04 | UCOP+PPA | 0
11 | 2024-07-04 | UCOP+PPA | 0
12 | 2024-07-04 | UCOP+PPA | 0
13 | 2024-07-04 | UCOP+PPA | 0
14 | 2024-07-04 | UCOP+PPA | 0
15 | 2024-07-04 | UCOP+PPA | 0
16 | 2024-07-04 | UCOP+PPA | 0
17 | 2024-07-04 | UCOP+PPA | 0
18 | 2024-07-04 | UCOP+PPA | 0
19 | 2024-07-04 | UCOP+PPA | 0
20 | 2024-07-04 | UCOP+PPA | 0
21 | 2024-07-04 | UCOP+PPA | 0
22 | 2024-07-04 | UCOP+PPA | 0
23 | 2024-07-04 | UCOP+PPA | 0
0 | 2024-07-05 | UCOP+PPA | 0
1 | 2024-07-05 | UCOP+PPA | 0
2 | 2024-07-05 | UCOP+PPA | 0
3 | 2024-07-05 | UCOP+PPA | 0
4 | 2024-07-05 | UCOP+PPA | 0
5 | 2024-07-05 | UCOP+PPA | 0
6 | 2024-07-05 | UCOP+PPA | 0
7 | 2024-07-05 | UCOP+PPA | 0
8 | 2024-07-05 | UCOP+PPA | 0
9 | 2024-07-05 | UCOP+PPA | 0
10 | 2024-07-05 | UCOP+PPA | 0
11 | 2024-07-05 | UCOP+PPA | 0
12 | 2024-07-05 | UCOP+PPA | 0
13 | 2024-07-05 | UCOP+PPA | 0
14 | 2024-07-05 | UCOP+PPA | 0
15 | 2024-07-05 | UCOP+PPA | 0
16 | 2024-07-05 | UCOP+PPA | 0
17 | 2024-07-05 | UCOP+PPA | 0
18 | 2024-07-05 | UCOP+PPA | 0
19 | 2024-07-05 | UCOP+PPA | 0
20 | 2024-07-05 | UCOP+PPA | 0
21 | 2024-07-05 | UCOP+PPA | 0
22 | 2024-07-05 | UCOP+PPA | 0
23 | 2024-07-05 | UCOP+PPA | 0
0 | 2024-07-06 | UCOP+PPA | 0
1 | 2024-07-06 | UCOP+PPA | 0
2 | 2024-07-06 | UCOP+PPA | 0
3 | 2024-07-06 | UCOP+PPA | 0
4 | 2024-07-06 | UCOP+PPA | 0
5 | 2024-07-06 | UCOP+PPA | 0
6 | 2024-07-06 | UCOP+PPA | 0
7 | 2024-07-06 | UCOP+PPA | 0
8 | 2024-07-06 | UCOP+PPA | 0
9 | 2024-07-06 | UCOP+PPA | 0
10 | 2024-07-06 | UCOP+PPA | 0
11 | 2024-07-06 | UCOP+PPA | 0
12 | 2024-07-06 | UCOP+PPA | 0
13 | 2024-07-06 | UCOP+PPA | 0
14 | 2024-07-06 | UCOP+PPA | 0
15 | 2024-07-06 | UCOP+PPA | 0
16 | 2024-07-06 | UCOP+PPA | 0
17 | 2024-07-06 | UCOP+PPA | 0
18 | 2024-07-06 | UCOP+PPA | 0
19 | 2024-07-06 | UCOP+PPA | 0
20 | 2024-07-06 | UCOP+PPA | 0
21 | 2024-07-06 | UCOP+PPA | 0
22 | 2024-07-06 | UCOP+PPA | 0
23 | 2024-07-06 | UCOP+PPA | 0
0 | 2024-07-07 | UCOP+PPA | 0
1 | 2024-07-07 | UCOP+PPA | 0
2 | 2024-07-07 | UCOP+PPA | 0
3 | 2024-07-07 | UCOP+PPA | 0
4 | 2024-07-07 | UCOP+PPA | 0
5 | 2024-07-07 | UCOP+PPA | 0
6 | 2024-07-07 | UCOP+PPA | 0
7 | 2024-07-07 | UCOP+PPA | 0
8 | 2024-07-07 | UCOP+PPA | 0
9 | 2024-07-07 | UCOP+PPA | 0
10 | 2024-07-07 | UCOP+PPA | 0
11 | 2024-07-07 | UCOP+PPA | 0
12 | 2024-07-07 | UCOP+PPA | 0
13 | 2024-07-07 | UCOP+PPA | 0
14 | 2024-07-07 | UCOP+PPA | 0
15 | 2024-07-07 | UCOP+PPA | 0
16 | 2024-07-07 | UCOP+PPA | 0
17 | 2024-07-07 | UCOP+PPA | 0
18 | 2024-07-07 | UCOP+PPA | 0
19 | 2024-07-07 | UCOP+PPA | 0
20 | 2024-07-07 | UCOP+PPA | 0
21 | 2024-07-07 | UCOP+PPA | 0
22 | 2024-07-07 | UCOP+PPA | 0
23 | 2024-07-07 | UCOP+PPA | 0
0 | 2024-07-08 | UCOP+PPA | 0
1 | 2024-07-08 | UCOP+PPA | 0
2 | 2024-07-08 | UCOP+PPA | 0
3 | 2024-07-08 | UCOP+PPA | 0
4 | 2024-07-08 | UCOP+PPA | 0
5 | 2024-07-08 | UCOP+PPA | 0
6 | 2024-07-08 | UCOP+PPA | 0
7 | 2024-07-08 | UCOP+PPA | 0
8 | 2024-07-08 | UCOP+PPA | 0
9 | 2024-07-08 | UCOP+PPA | 0
10 | 2024-07-08 | UCOP+PPA | 0
11 | 2024-07-08 | UCOP+PPA | 0
12 | 2024-07-08 | UCOP+PPA | 0
13 | 2024-07-08 | UCOP+PPA | 0
14 | 2024-07-08 | UCOP+PPA | 0
15 | 2024-07-08 | UCOP+PPA | 0
16 | 2024-07-08 | UCOP+PPA | 0
17 | 2024-07-08 | UCOP+PPA | 0
18 | 2024-07-08 | UCOP+PPA | 0
19 | 2024-07-08 | UCOP+PPA | 0
20 | 2024-07-08 | UCOP+PPA | 0
21 | 2024-07-08 | UCOP+PPA | 0
22 | 2024-07-08 | UCOP+PPA | 0
23 | 2024-07-08 | UCOP+PPA | 0
0 | 2024-07-09 | UCOP+PPA | 0
1 | 2024-07-09 | UCOP+PPA | 0
2 | 2024-07-09 | UCOP+PPA | 0
3 | 2024-07-09 | UCOP+PPA | 0
4 | 2024-07-09 | UCOP+PPA | 0
5 | 2024-07-09 | UCOP+PPA | 0
6 | 2024-07-09 | UCOP+PPA | 0
7 | 2024-07-09 | UCOP+PPA | 0
8 | 2024-07-09 | UCOP+PPA | 0
9 | 2024-07-09 | UCOP+PPA | 0
10 | 2024-07-09 | UCOP+PPA | 0
11 | 2024-07-09 | UCOP+PPA | 0
12 | 2024-07-09 | UCOP+PPA | 0
13 | 2024-07-09 | UCOP+PPA | 0
14 | 2024-07-09 | UCOP+PPA | 0
15 | 2024-07-09 | UCOP+PPA | 0
16 | 2024-07-09 | UCOP+PPA | 0
17 | 2024-07-09 | UCOP+PPA | 0
18 | 2024-07-09 | UCOP+PPA | 0
19 | 2024-07-09 | UCOP+PPA | 0
20 | 2024-07-09 | UCOP+PPA | 0
21 | 2024-07-09 | UCOP+PPA | 0
22 | 2024-07-09 | UCOP+PPA | 0
23 | 2024-07-09 | UCOP+PPA | 0
0 | 2024-07-10 | UCOP+PPA | 0
1 | 2024-07-10 | UCOP+PPA | 0
2 | 2024-07-10 | UCOP+PPA | 0
3 | 2024-07-10 | UCOP+PPA | 0
4 | 2024-07-10 | UCOP+PPA | 0
5 | 2024-07-10 | UCOP+PPA | 0
6 | 2024-07-10 | UCOP+PPA | 0
7 | 2024-07-10 | UCOP+PPA | 0
8 | 2024-07-10 | UCOP+PPA | 0
9 | 2024-07-10 | UCOP+PPA | 0
10 | 2024-07-10 | UCOP+PPA | 0
11 | 2024-07-10 | UCOP+PPA | 0
12 | 2024-07-10 | UCOP+PPA | 0
13 | 2024-07-10 | UCOP+PPA | 0
14 | 2024-07-10 | UCOP+PPA | 0
15 | 2024-07-10 | UCOP+PPA | 0
16 | 2024-07-10 | UCOP+PPA | 0
17 | 2024-07-10 | UCOP+PPA | 0
18 | 2024-07-10 | UCOP+PPA | 0
19 | 2024-07-10 | UCOP+PPA | 0
20 | 2024-07-10 | UCOP+PPA | 0
21 | 2024-07-10 | UCOP+PPA | 0
22 | 2024-07-10 | UCOP+PPA | 0
23 | 2024-07-10 | UCOP+PPA | 0
0 | 2024-07-11 | UCOP+PPA | 0
1 | 2024-07-11 | UCOP+PPA | 0
2 | 2024-07-11 | UCOP+PPA | 0
3 | 2024-07-11 | UCOP+PPA | 0
4 | 2024-07-11 | UCOP+PPA | 0
5 | 2024-07-11 | UCOP+PPA | 0
6 | 2024-07-11 | UCOP+PPA | 0
7 | 2024-07-11 | UCOP+PPA | 0
8 | 2024-07-11 | UCOP+PPA | 0
9 | 2024-07-11 | UCOP+PPA | 0
10 | 2024-07-11 | UCOP+PPA | 0
11 | 2024-07-11 | UCOP+PPA | 0
12 | 2024-07-11 | UCOP+PPA | 0
13 | 2024-07-11 | UCOP+PPA | 0
14 | 2024-07-11 | UCOP+PPA | 0
15 | 2024-07-11 | UCOP+PPA | 0
16 | 2024-07-11 | UCOP+PPA | 0
17 | 2024-07-11 | UCOP+PPA | 0
18 | 2024-07-11 | UCOP+PPA | 0
19 | 2024-07-11 | UCOP+PPA | 0
20 | 2024-07-11 | UCOP+PPA | 0
21 | 2024-07-11 | UCOP+PPA | 0
22 | 2024-07-11 | UCOP+PPA | 0
23 | 2024-07-11 | UCOP+PPA | 0
0 | 2024-07-12 | UCOP+PPA | 0
1 | 2024-07-12 | UCOP+PPA | 0
2 | 2024-07-12 | UCOP+PPA | 0
3 | 2024-07-12 | UCOP+PPA | 0
4 | 2024-07-12 | UCOP+PPA | 0
5 | 2024-07-12 | UCOP+PPA | 0
6 | 2024-07-12 | UCOP+PPA | 0
7 | 2024-07-12 | UCOP+PPA | 0
8 | 2024-07-12 | UCOP+PPA | 0
9 | 2024-07-12 | UCOP+PPA | 0
10 | 2024-07-12 | UCOP+PPA | 0
11 | 2024-07-12 | UCOP+PPA | 0
12 | 2024-07-12 | UCOP+PPA | 0
13 | 2024-07-12 | UCOP+PPA | 0
14 | 2024-07-12 | UCOP+PPA | 0
15 | 2024-07-12 | UCOP+PPA | 0
16 | 2024-07-12 | UCOP+PPA | 0
17 | 2024-07-12 | UCOP+PPA | 0
18 | 2024-07-12 | UCOP+PPA | 0
19 | 2024-07-12 | UCOP+PPA | 0
20 | 2024-07-12 | UCOP+PPA | 0
21 | 2024-07-12 | UCOP+PPA | 0
22 | 2024-07-12 | UCOP+PPA | 0
23 | 2024-07-12 | UCOP+PPA | 0
0 | 2024-07-13 | UCOP+PPA | 0
1 | 2024-07-13 | UCOP+PPA | 0
2 | 2024-07-13 | UCOP+PPA | 0
3 | 2024-07-13 | UCOP+PPA | 0
4 | 2024-07-13 | UCOP+PPA | 0
5 | 2024-07-13 | UCOP+PPA | 0
6 | 2024-07-13 | UCOP+PPA | 0
7 | 2024-07-13 | UCOP+PPA | 0
8 | 2024-07-13 | UCOP+PPA | 0
9 | 2024-07-13 | UCOP+PPA | 0
10 | 2024-07-13 | UCOP+PPA | 0
11 | 2024-07-13 | UCOP+PPA | 0
12 | 2024-07-13 | UCOP+PPA | 0
13 | 2024-07-13 | UCOP+PPA | 0
14 | 2024-07-13 | UCOP+PPA | 0
15 | 2024-07-13 | UCOP+PPA | 0
16 | 2024-07-13 | UCOP+PPA | 0
17 | 2024-07-13 | UCOP+PPA | 0
18 | 2024-07-13 | UCOP+PPA | 0
19 | 2024-07-13 | UCOP+PPA | 0
20 | 2024-07-13 | UCOP+PPA | 0
21 | 2024-07-13 | UCOP+PPA | 0
22 | 2024-07-13 | UCOP+PPA | 0
23 | 2024-07-13 | UCOP+PPA | 0
0 | 2024-07-14 | UCOP+PPA | 0
1 | 2024-07-14 | UCOP+PPA | 0
2 | 2024-07-14 | UCOP+PPA | 0
3 | 2024-07-14 | UCOP+PPA | 0
4 | 2024-07-14 | UCOP+PPA | 0
5 | 2024-07-14 | UCOP+PPA | 0
6 | 2024-07-14 | UCOP+PPA | 0
7 | 2024-07-14 | UCOP+PPA | 0
8 | 2024-07-14 | UCOP+PPA | 0
9 | 2024-07-14 | UCOP+PPA | 0
10 | 2024-07-14 | UCOP+PPA | 0
11 | 2024-07-14 | UCOP+PPA | 0
12 | 2024-07-14 | UCOP+PPA | 0
13 | 2024-07-14 | UCOP+PPA | 0
14 | 2024-07-14 | UCOP+PPA | 0
15 | 2024-07-14 | UCOP+PPA | 0
16 | 2024-07-14 | UCOP+PPA | 0
17 | 2024-07-14 | UCOP+PPA | 0
18 | 2024-07-14 | UCOP+PPA | 0
19 | 2024-07-14 | UCOP+PPA | 0
20 | 2024-07-14 | UCOP+PPA | 0
21 | 2024-07-14 | UCOP+PPA | 0
22 | 2024-07-14 | UCOP+PPA | 0
23 | 2024-07-14 | UCOP+PPA | 0
0 | 2024-07-15 | UCOP+PPA | 0
1 | 2024-07-15 | UCOP+PPA | 0
2 | 2024-07-15 | UCOP+PPA | 0
3 | 2024-07-15 | UCOP+PPA | 0
4 | 2024-07-15 | UCOP+PPA | 0
5 | 2024-07-15 | UCOP+PPA | 0
6 | 2024-07-15 | UCOP+PPA | 0
7 | 2024-07-15 | UCOP+PPA | 0
8 | 2024-07-15 | UCOP+PPA | 0
9 | 2024-07-15 | UCOP+PPA | 0
10 | 2024-07-15 | UCOP+PPA | 0
11 | 2024-07-15 | UCOP+PPA | 0
12 | 2024-07-15 | UCOP+PPA | 0
13 | 2024-07-15 | UCOP+PPA | 0
14 | 2024-07-15 | UCOP+PPA | 0
15 | 2024-07-15 | UCOP+PPA | 0
16 | 2024-07-15 | UCOP+PPA | 0
17 | 2024-07-15 | UCOP+PPA | 0
18 | 2024-07-15 | UCOP+PPA | 0
19 | 2024-07-15 | UCOP+PPA | 0
20 | 2024-07-15 | UCOP+PPA | 0
21 | 2024-07-15 | UCOP+PPA | 0
22 | 2024-07-15 | UCOP+PPA | 0
23 | 2024-07-15 | UCOP+PPA | 0
0 | 2024-07-16 | UCOP+PPA | 0
1 | 2024-07-16 | UCOP+PPA | 0
2 | 2024-07-16 | UCOP+PPA | 0
3 | 2024-07-16 | UCOP+PPA | 0
4 | 2024-07-16 | UCOP+PPA | 0
5 | 2024-07-16 | UCOP+PPA | 0
6 | 2024-07-16 | UCOP+PPA | 0
7 | 2024-07-16 | UCOP+PPA | 0
8 | 2024-07-16 | UCOP+PPA | 0
9 | 2024-07-16 | UCOP+PPA | 0
10 | 2024-07-16 | UCOP+PPA | 0
11 | 2024-07-16 | UCOP+PPA | 0
12 | 2024-07-16 | UCOP+PPA | 0
13 | 2024-07-16 | UCOP+PPA | 0
14 | 2024-07-16 | UCOP+PPA | 0
15 | 2024-07-16 | UCOP+PPA | 0
16 | 2024-07-16 | UCOP+PPA | 0
17 | 2024-07-16 | UCOP+PPA | 0
18 | 2024-07-16 | UCOP+PPA | 0
19 | 2024-07-16 | UCOP+PPA | 0
20 | 2024-07-16 | UCOP+PPA | 0
21 | 2024-07-16 | UCOP+PPA | 0
22 | 2024-07-16 | UCOP+PPA | 0
23 | 2024-07-16 | UCOP+PPA | 0
0 | 2024-07-17 | UCOP+PPA | 0
1 | 2024-07-17 | UCOP+PPA | 0
2 | 2024-07-17 | UCOP+PPA | 0
3 | 2024-07-17 | UCOP+PPA | 0
4 | 2024-07-17 | UCOP+PPA | 0
5 | 2024-07-17 | UCOP+PPA | 0
6 | 2024-07-17 | UCOP+PPA | 0
7 | 2024-07-17 | UCOP+PPA | 0
8 | 2024-07-17 | UCOP+PPA | 0
9 | 2024-07-17 | UCOP+PPA | 0
10 | 2024-07-17 | UCOP+PPA | 0
11 | 2024-07-17 | UCOP+PPA | 0
12 | 2024-07-17 | UCOP+PPA | 0
13 | 2024-07-17 | UCOP+PPA | 0
14 | 2024-07-17 | UCOP+PPA | 0
15 | 2024-07-17 | UCOP+PPA | 0
16 | 2024-07-17 | UCOP+PPA | 0
17 | 2024-07-17 | UCOP+PPA | 0
18 | 2024-07-17 | UCOP+PPA | 0
19 | 2024-07-17 | UCOP+PPA | 0
20 | 2024-07-17 | UCOP+PPA | 0
21 | 2024-07-17 | UCOP+PPA | 0
22 | 2024-07-17 | UCOP+PPA | 0
23 | 2024-07-17 | UCOP+PPA | 0
0 | 2024-07-18 | UCOP+PPA | 0
1 | 2024-07-18 | UCOP+PPA | 0
2 | 2024-07-18 | UCOP+PPA | 0
3 | 2024-07-18 | UCOP+PPA | 0
4 | 2024-07-18 | UCOP+PPA | 0
5 | 2024-07-18 | UCOP+PPA | 0
6 | 2024-07-18 | UCOP+PPA | 0
7 | 2024-07-18 | UCOP+PPA | 0
8 | 2024-07-18 | UCOP+PPA | 0
9 | 2024-07-18 | UCOP+PPA | 0
10 | 2024-07-18 | UCOP+PPA | 0
11 | 2024-07-18 | UCOP+PPA | 0
12 | 2024-07-18 | UCOP+PPA | 0
13 | 2024-07-18 | UCOP+PPA | 0
14 | 2024-07-18 | UCOP+PPA | 0
15 | 2024-07-18 | UCOP+PPA | 0
16 | 2024-07-18 | UCOP+PPA | 0
17 | 2024-07-18 | UCOP+PPA | 0
18 | 2024-07-18 | UCOP+PPA | 0
19 | 2024-07-18 | UCOP+PPA | 0
20 | 2024-07-18 | UCOP+PPA | 0
21 | 2024-07-18 | UCOP+PPA | 0
22 | 2024-07-18 | UCOP+PPA | 0
23 | 2024-07-18 | UCOP+PPA | 0
0 | 2024-07-19 | UCOP+PPA | 0
1 | 2024-07-19 | UCOP+PPA | 0
2 | 2024-07-19 | UCOP+PPA | 0
3 | 2024-07-19 | UCOP+PPA | 0
4 | 2024-07-19 | UCOP+PPA | 0
5 | 2024-07-19 | UCOP+PPA | 0
6 | 2024-07-19 | UCOP+PPA | 0
7 | 2024-07-19 | UCOP+PPA | 0
8 | 2024-07-19 | UCOP+PPA | 0
9 | 2024-07-19 | UCOP+PPA | 0
10 | 2024-07-19 | UCOP+PPA | 0
11 | 2024-07-19 | UCOP+PPA | 0
12 | 2024-07-19 | UCOP+PPA | 0
13 | 2024-07-19 | UCOP+PPA | 0
14 | 2024-07-19 | UCOP+PPA | 0
15 | 2024-07-19 | UCOP+PPA | 0
16 | 2024-07-19 | UCOP+PPA | 0
17 | 2024-07-19 | UCOP+PPA | 0
18 | 2024-07-19 | UCOP+PPA | 0
19 | 2024-07-19 | UCOP+PPA | 0
20 | 2024-07-19 | UCOP+PPA | 0
21 | 2024-07-19 | UCOP+PPA | 0
22 | 2024-07-19 | UCOP+PPA | 0
23 | 2024-07-19 | UCOP+PPA | 0
0 | 2024-07-20 | UCOP+PPA | 0
1 | 2024-07-20 | UCOP+PPA | 0
2 | 2024-07-20 | UCOP+PPA | 0
3 | 2024-07-20 | UCOP+PPA | 0
4 | 2024-07-20 | UCOP+PPA | 0
5 | 2024-07-20 | UCOP+PPA | 0
6 | 2024-07-20 | UCOP+PPA | 0
7 | 2024-07-20 | UCOP+PPA | 0
8 | 2024-07-20 | UCOP+PPA | 0
9 | 2024-07-20 | UCOP+PPA | 0
10 | 2024-07-20 | UCOP+PPA | 0
11 | 2024-07-20 | UCOP+PPA | 0
12 | 2024-07-20 | UCOP+PPA | 0
13 | 2024-07-20 | UCOP+PPA | 0
14 | 2024-07-20 | UCOP+PPA | 0
15 | 2024-07-20 | UCOP+PPA | 0
16 | 2024-07-20 | UCOP+PPA | 0
17 | 2024-07-20 | UCOP+PPA | 0
18 | 2024-07-20 | UCOP+PPA | 0
19 | 2024-07-20 | UCOP+PPA | 0
20 | 2024-07-20 | UCOP+PPA | 0
21 | 2024-07-20 | UCOP+PPA | 0
22 | 2024-07-20 | UCOP+PPA | 0
23 | 2024-07-20 | UCOP+PPA | 0
0 | 2024-07-21 | UCOP+PPA | 0
1 | 2024-07-21 | UCOP+PPA | 0
2 | 2024-07-21 | UCOP+PPA | 0
3 | 2024-07-21 | UCOP+PPA | 0
4 | 2024-07-21 | UCOP+PPA | 0
5 | 2024-07-21 | UCOP+PPA | 0
6 | 2024-07-21 | UCOP+PPA | 0
7 | 2024-07-21 | UCOP+PPA | 0
8 | 2024-07-21 | UCOP+PPA | 0
9 | 2024-07-21 | UCOP+PPA | 0
10 | 2024-07-21 | UCOP+PPA | 0
11 | 2024-07-21 | UCOP+PPA | 0
12 | 2024-07-21 | UCOP+PPA | 0
13 | 2024-07-21 | UCOP+PPA | 0
14 | 2024-07-21 | UCOP+PPA | 0
15 | 2024-07-21 | UCOP+PPA | 0
16 | 2024-07-21 | UCOP+PPA | 0
17 | 2024-07-21 | UCOP+PPA | 0
18 | 2024-07-21 | UCOP+PPA | 0
19 | 2024-07-21 | UCOP+PPA | 0
20 | 2024-07-21 | UCOP+PPA | 0
21 | 2024-07-21 | UCOP+PPA | 0
22 | 2024-07-21 | UCOP+PPA | 0
23 | 2024-07-21 | UCOP+PPA | 0
0 | 2024-07-22 | UCOP+PPA | 0
1 | 2024-07-22 | UCOP+PPA | 0
2 | 2024-07-22 | UCOP+PPA | 0
3 | 2024-07-22 | UCOP+PPA | 0
4 | 2024-07-22 | UCOP+PPA | 0
5 | 2024-07-22 | UCOP+PPA | 0
6 | 2024-07-22 | UCOP+PPA | 0
7 | 2024-07-22 | UCOP+PPA | 0
8 | 2024-07-22 | UCOP+PPA | 0
9 | 2024-07-22 | UCOP+PPA | 0
10 | 2024-07-22 | UCOP+PPA | 0
11 | 2024-07-22 | UCOP+PPA | 0
12 | 2024-07-22 | UCOP+PPA | 0
13 | 2024-07-22 | UCOP+PPA | 0
14 | 2024-07-22 | UCOP+PPA | 0
15 | 2024-07-22 | UCOP+PPA | 0
16 | 2024-07-22 | UCOP+PPA | 0
17 | 2024-07-22 | UCOP+PPA | 0
18 | 2024-07-22 | UCOP+PPA | 0
19 | 2024-07-22 | UCOP+PPA | 0
20 | 2024-07-22 | UCOP+PPA | 0
21 | 2024-07-22 | UCOP+PPA | 0
22 | 2024-07-22 | UCOP+PPA | 0
23 | 2024-07-22 | UCOP+PPA | 0
0 | 2024-07-23 | UCOP+PPA | 0
1 | 2024-07-23 | UCOP+PPA | 0
2 | 2024-07-23 | UCOP+PPA | 0
3 | 2024-07-23 | UCOP+PPA | 0
4 | 2024-07-23 | UCOP+PPA | 0
5 | 2024-07-23 | UCOP+PPA | 0
6 | 2024-07-23 | UCOP+PPA | 0
7 | 2024-07-23 | UCOP+PPA | 0
8 | 2024-07-23 | UCOP+PPA | 0
9 | 2024-07-23 | UCOP+PPA | 0
10 | 2024-07-23 | UCOP+PPA | 0
11 | 2024-07-23 | UCOP+PPA | 0
12 | 2024-07-23 | UCOP+PPA | 0
13 | 2024-07-23 | UCOP+PPA | 0
14 | 2024-07-23 | UCOP+PPA | 0
15 | 2024-07-23 | UCOP+PPA | 0
16 | 2024-07-23 | UCOP+PPA | 0
17 | 2024-07-23 | UCOP+PPA | 0
18 | 2024-07-23 | UCOP+PPA | 0
19 | 2024-07-23 | UCOP+PPA | 0
20 | 2024-07-23 | UCOP+PPA | 0
21 | 2024-07-23 | UCOP+PPA | 0
22 | 2024-07-23 | UCOP+PPA | 0
23 | 2024-07-23 | UCOP+PPA | 0
0 | 2024-07-24 | UCOP+PPA | 0
1 | 2024-07-24 | UCOP+PPA | 0
2 | 2024-07-24 | UCOP+PPA | 0
3 | 2024-07-24 | UCOP+PPA | 0
4 | 2024-07-24 | UCOP+PPA | 0
5 | 2024-07-24 | UCOP+PPA | 0
6 | 2024-07-24 | UCOP+PPA | 0
7 | 2024-07-24 | UCOP+PPA | 0
8 | 2024-07-24 | UCOP+PPA | 0
9 | 2024-07-24 | UCOP+PPA | 0
10 | 2024-07-24 | UCOP+PPA | 0
11 | 2024-07-24 | UCOP+PPA | 0
12 | 2024-07-24 | UCOP+PPA | 0
13 | 2024-07-24 | UCOP+PPA | 0
14 | 2024-07-24 | UCOP+PPA | 0
15 | 2024-07-24 | UCOP+PPA | 0
16 | 2024-07-24 | UCOP+PPA | 0
17 | 2024-07-24 | UCOP+PPA | 0
18 | 2024-07-24 | UCOP+PPA | 0
19 | 2024-07-24 | UCOP+PPA | 0
20 | 2024-07-24 | UCOP+PPA | 0
21 | 2024-07-24 | UCOP+PPA | 0
22 | 2024-07-24 | UCOP+PPA | 0
23 | 2024-07-24 | UCOP+PPA | 0
0 | 2024-07-25 | UCOP+PPA | 0
1 | 2024-07-25 | UCOP+PPA | 0
2 | 2024-07-25 | UCOP+PPA | 0
3 | 2024-07-25 | UCOP+PPA | 0
4 | 2024-07-25 | UCOP+PPA | 0
5 | 2024-07-25 | UCOP+PPA | 0
6 | 2024-07-25 | UCOP+PPA | 0
7 | 2024-07-25 | UCOP+PPA | 0
8 | 2024-07-25 | UCOP+PPA | 0
9 | 2024-07-25 | UCOP+PPA | 0
10 | 2024-07-25 | UCOP+PPA | 0
11 | 2024-07-25 | UCOP+PPA | 0
12 | 2024-07-25 | UCOP+PPA | 0
13 | 2024-07-25 | UCOP+PPA | 0
14 | 2024-07-25 | UCOP+PPA | 0
15 | 2024-07-25 | UCOP+PPA | 0
16 | 2024-07-25 | UCOP+PPA | 0
17 | 2024-07-25 | UCOP+PPA | 0
18 | 2024-07-25 | UCOP+PPA | 0
19 | 2024-07-25 | UCOP+PPA | 0
20 | 2024-07-25 | UCOP+PPA | 0
21 | 2024-07-25 | UCOP+PPA | 0
22 | 2024-07-25 | UCOP+PPA | 0
23 | 2024-07-25 | UCOP+PPA | 0
0 | 2024-07-26 | UCOP+PPA | 0
1 | 2024-07-26 | UCOP+PPA | 0
2 | 2024-07-26 | UCOP+PPA | 0
3 | 2024-07-26 | UCOP+PPA | 0
4 | 2024-07-26 | UCOP+PPA | 0
5 | 2024-07-26 | UCOP+PPA | 0
6 | 2024-07-26 | UCOP+PPA | 0
7 | 2024-07-26 | UCOP+PPA | 0
8 | 2024-07-26 | UCOP+PPA | 0
9 | 2024-07-26 | UCOP+PPA | 0
10 | 2024-07-26 | UCOP+PPA | 0
11 | 2024-07-26 | UCOP+PPA | 0
12 | 2024-07-26 | UCOP+PPA | 0
13 | 2024-07-26 | UCOP+PPA | 0
14 | 2024-07-26 | UCOP+PPA | 0
15 | 2024-07-26 | UCOP+PPA | 0
16 | 2024-07-26 | UCOP+PPA | 0
17 | 2024-07-26 | UCOP+PPA | 0
18 | 2024-07-26 | UCOP+PPA | 0
19 | 2024-07-26 | UCOP+PPA | 0
20 | 2024-07-26 | UCOP+PPA | 0
21 | 2024-07-26 | UCOP+PPA | 0
22 | 2024-07-26 | UCOP+PPA | 0
23 | 2024-07-26 | UCOP+PPA | 0
0 | 2024-07-27 | UCOP+PPA | 0
1 | 2024-07-27 | UCOP+PPA | 0
2 | 2024-07-27 | UCOP+PPA | 0
3 | 2024-07-27 | UCOP+PPA | 0
4 | 2024-07-27 | UCOP+PPA | 0
5 | 2024-07-27 | UCOP+PPA | 0
6 | 2024-07-27 | UCOP+PPA | 0
7 | 2024-07-27 | UCOP+PPA | 0
8 | 2024-07-27 | UCOP+PPA | 0
9 | 2024-07-27 | UCOP+PPA | 0
10 | 2024-07-27 | UCOP+PPA | 0
11 | 2024-07-27 | UCOP+PPA | 0
12 | 2024-07-27 | UCOP+PPA | 0
13 | 2024-07-27 | UCOP+PPA | 0
14 | 2024-07-27 | UCOP+PPA | 0
15 | 2024-07-27 | UCOP+PPA | 0
16 | 2024-07-27 | UCOP+PPA | 0
17 | 2024-07-27 | UCOP+PPA | 0
18 | 2024-07-27 | UCOP+PPA | 0
19 | 2024-07-27 | UCOP+PPA | 0
20 | 2024-07-27 | UCOP+PPA | 0
21 | 2024-07-27 | UCOP+PPA | 0
22 | 2024-07-27 | UCOP+PPA | 0
23 | 2024-07-27 | UCOP+PPA | 0
0 | 2024-07-28 | UCOP+PPA | 0
1 | 2024-07-28 | UCOP+PPA | 0
2 | 2024-07-28 | UCOP+PPA | 0
3 | 2024-07-28 | UCOP+PPA | 0
4 | 2024-07-28 | UCOP+PPA | 0
5 | 2024-07-28 | UCOP+PPA | 0
6 | 2024-07-28 | UCOP+PPA | 0
7 | 2024-07-28 | UCOP+PPA | 0
8 | 2024-07-28 | UCOP+PPA | 0
9 | 2024-07-28 | UCOP+PPA | 0
10 | 2024-07-28 | UCOP+PPA | 0
11 | 2024-07-28 | UCOP+PPA | 0
12 | 2024-07-28 | UCOP+PPA | 0
13 | 2024-07-28 | UCOP+PPA | 0
14 | 2024-07-28 | UCOP+PPA | 0
15 | 2024-07-28 | UCOP+PPA | 0
16 | 2024-07-28 | UCOP+PPA | 0
17 | 2024-07-28 | UCOP+PPA | 0
18 | 2024-07-28 | UCOP+PPA | 0
19 | 2024-07-28 | UCOP+PPA | 0
20 | 2024-07-28 | UCOP+PPA | 0
21 | 2024-07-28 | UCOP+PPA | 0
22 | 2024-07-28 | UCOP+PPA | 0
23 | 2024-07-28 | UCOP+PPA | 0
0 | 2024-07-29 | UCOP+PPA | 0
1 | 2024-07-29 | UCOP+PPA | 0
2 | 2024-07-29 | UCOP+PPA | 0
3 | 2024-07-29 | UCOP+PPA | 0
4 | 2024-07-29 | UCOP+PPA | 0
5 | 2024-07-29 | UCOP+PPA | 0
6 | 2024-07-29 | UCOP+PPA | 0
7 | 2024-07-29 | UCOP+PPA | 0
8 | 2024-07-29 | UCOP+PPA | 0
9 | 2024-07-29 | UCOP+PPA | 0
10 | 2024-07-29 | UCOP+PPA | 0
11 | 2024-07-29 | UCOP+PPA | 0
12 | 2024-07-29 | UCOP+PPA | 0
13 | 2024-07-29 | UCOP+PPA | 0
14 | 2024-07-29 | UCOP+PPA | 0
15 | 2024-07-29 | UCOP+PPA | 0
16 | 2024-07-29 | UCOP+PPA | 0
17 | 2024-07-29 | UCOP+PPA | 0
18 | 2024-07-29 | UCOP+PPA | 0
19 | 2024-07-29 | UCOP+PPA | 0
20 | 2024-07-29 | UCOP+PPA | 0
21 | 2024-07-29 | UCOP+PPA | 0
22 | 2024-07-29 | UCOP+PPA | 0
23 | 2024-07-29 | UCOP+PPA | 0
0 | 2024-07-30 | UCOP+PPA | 0
1 | 2024-07-30 | UCOP+PPA | 0
2 | 2024-07-30 | UCOP+PPA | 0
3 | 2024-07-30 | UCOP+PPA | 0
4 | 2024-07-30 | UCOP+PPA | 0
5 | 2024-07-30 | UCOP+PPA | 0
6 | 2024-07-30 | UCOP+PPA | 0
7 | 2024-07-30 | UCOP+PPA | 0
8 | 2024-07-30 | UCOP+PPA | 0
9 | 2024-07-30 | UCOP+PPA | 0
10 | 2024-07-30 | UCOP+PPA | 0
11 | 2024-07-30 | UCOP+PPA | 0
12 | 2024-07-30 | UCOP+PPA | 0
13 | 2024-07-30 | UCOP+PPA | 0
14 | 2024-07-30 | UCOP+PPA | 0
15 | 2024-07-30 | UCOP+PPA | 0
16 | 2024-07-30 | UCOP+PPA | 0
17 | 2024-07-30 | UCOP+PPA | 0
18 | 2024-07-30 | UCOP+PPA | 0
19 | 2024-07-30 | UCOP+PPA | 0
20 | 2024-07-30 | UCOP+PPA | 0
21 | 2024-07-30 | UCOP+PPA | 0
22 | 2024-07-30 | UCOP+PPA | 0
23 | 2024-07-30 | UCOP+PPA | 0
0 | 2024-07-31 | UCOP+PPA | 0
1 | 2024-07-31 | UCOP+PPA | 0
2 | 2024-07-31 | UCOP+PPA | 0
3 | 2024-07-31 | UCOP+PPA | 0
4 | 2024-07-31 | UCOP+PPA | 0
5 | 2024-07-31 | UCOP+PPA | 0
6 | 2024-07-31 | UCOP+PPA | 0
7 | 2024-07-31 | UCOP+PPA | 0
8 | 2024-07-31 | UCOP+PPA | 0
9 | 2024-07-31 | UCOP+PPA | 0
10 | 2024-07-31 | UCOP+PPA | 0
11 | 2024-07-31 | UCOP+PPA | 0
12 | 2024-07-31 | UCOP+PPA | 0
13 | 2024-07-31 | UCOP+PPA | 0
14 | 2024-07-31 | UCOP+PPA | 0
15 | 2024-07-31 | UCOP+PPA | 0
16 | 2024-07-31 | UCOP+PPA | 0
17 | 2024-07-31 | UCOP+PPA | 0
18 | 2024-07-31 | UCOP+PPA | 0
19 | 2024-07-31 | UCOP+PPA | 0
20 | 2024-07-31 | UCOP+PPA | 0
21 | 2024-07-31 | UCOP+PPA | 0
22 | 2024-07-31 | UCOP+PPA | 0
23 | 2024-07-31 | UCOP+PPA | 0
0 | 2024-08-01 | UCOP+PPA | 0
1 | 2024-08-01 | UCOP+PPA | 0
2 | 2024-08-01 | UCOP+PPA | 0
3 | 2024-08-01 | UCOP+PPA | 0
4 | 2024-08-01 | UCOP+PPA | 0
5 | 2024-08-01 | UCOP+PPA | 0
6 | 2024-08-01 | UCOP+PPA | 0
7 | 2024-08-01 | UCOP+PPA | 0
8 | 2024-08-01 | UCOP+PPA | 0
9 | 2024-08-01 | UCOP+PPA | 0
10 | 2024-08-01 | UCOP+PPA | 0
11 | 2024-08-01 | UCOP+PPA | 0
12 | 2024-08-01 | UCOP+PPA | 0
13 | 2024-08-01 | UCOP+PPA | 0
14 | 2024-08-01 | UCOP+PPA | 0
15 | 2024-08-01 | UCOP+PPA | 0
16 | 2024-08-01 | UCOP+PPA | 0
17 | 2024-08-01 | UCOP+PPA | 0
18 | 2024-08-01 | UCOP+PPA | 0
19 | 2024-08-01 | UCOP+PPA | 0
20 | 2024-08-01 | UCOP+PPA | 0
21 | 2024-08-01 | UCOP+PPA | 0
22 | 2024-08-01 | UCOP+PPA | 0
23 | 2024-08-01 | UCOP+PPA | 0
0 | 2024-08-02 | UCOP+PPA | 0
1 | 2024-08-02 | UCOP+PPA | 0
2 | 2024-08-02 | UCOP+PPA | 0
3 | 2024-08-02 | UCOP+PPA | 0
4 | 2024-08-02 | UCOP+PPA | 0
5 | 2024-08-02 | UCOP+PPA | 0
6 | 2024-08-02 | UCOP+PPA | 0
7 | 2024-08-02 | UCOP+PPA | 0
8 | 2024-08-02 | UCOP+PPA | 0
9 | 2024-08-02 | UCOP+PPA | 0
10 | 2024-08-02 | UCOP+PPA | 0
11 | 2024-08-02 | UCOP+PPA | 0
12 | 2024-08-02 | UCOP+PPA | 0
13 | 2024-08-02 | UCOP+PPA | 0
14 | 2024-08-02 | UCOP+PPA | 0
15 | 2024-08-02 | UCOP+PPA | 0
16 | 2024-08-02 | UCOP+PPA | 0
17 | 2024-08-02 | UCOP+PPA | 0
18 | 2024-08-02 | UCOP+PPA | 0
19 | 2024-08-02 | UCOP+PPA | 0
20 | 2024-08-02 | UCOP+PPA | 0
21 | 2024-08-02 | UCOP+PPA | 0
22 | 2024-08-02 | UCOP+PPA | 0
23 | 2024-08-02 | UCOP+PPA | 0
0 | 2024-08-03 | UCOP+PPA | 0
1 | 2024-08-03 | UCOP+PPA | 0
2 | 2024-08-03 | UCOP+PPA | 0
3 | 2024-08-03 | UCOP+PPA | 0
4 | 2024-08-03 | UCOP+PPA | 0
5 | 2024-08-03 | UCOP+PPA | 0
6 | 2024-08-03 | UCOP+PPA | 0
7 | 2024-08-03 | UCOP+PPA | 0
8 | 2024-08-03 | UCOP+PPA | 0
9 | 2024-08-03 | UCOP+PPA | 0
10 | 2024-08-03 | UCOP+PPA | 0
11 | 2024-08-03 | UCOP+PPA | 0
12 | 2024-08-03 | UCOP+PPA | 0
13 | 2024-08-03 | UCOP+PPA | 0
14 | 2024-08-03 | UCOP+PPA | 0
15 | 2024-08-03 | UCOP+PPA | 0
16 | 2024-08-03 | UCOP+PPA | 0
17 | 2024-08-03 | UCOP+PPA | 0
18 | 2024-08-03 | UCOP+PPA | 0
19 | 2024-08-03 | UCOP+PPA | 0
20 | 2024-08-03 | UCOP+PPA | 0
21 | 2024-08-03 | UCOP+PPA | 0
22 | 2024-08-03 | UCOP+PPA | 0
23 | 2024-08-03 | UCOP+PPA | 0
0 | 2024-08-04 | UCOP+PPA | 0
1 | 2024-08-04 | UCOP+PPA | 0
2 | 2024-08-04 | UCOP+PPA | 0
3 | 2024-08-04 | UCOP+PPA | 0
4 | 2024-08-04 | UCOP+PPA | 0
5 | 2024-08-04 | UCOP+PPA | 0
6 | 2024-08-04 | UCOP+PPA | 0
7 | 2024-08-04 | UCOP+PPA | 0
8 | 2024-08-04 | UCOP+PPA | 0
9 | 2024-08-04 | UCOP+PPA | 0
10 | 2024-08-04 | UCOP+PPA | 0
11 | 2024-08-04 | UCOP+PPA | 0
12 | 2024-08-04 | UCOP+PPA | 0
13 | 2024-08-04 | UCOP+PPA | 0
14 | 2024-08-04 | UCOP+PPA | 0
15 | 2024-08-04 | UCOP+PPA | 0
16 | 2024-08-04 | UCOP+PPA | 0
17 | 2024-08-04 | UCOP+PPA | 0
18 | 2024-08-04 | UCOP+PPA | 0
19 | 2024-08-04 | UCOP+PPA | 0
20 | 2024-08-04 | UCOP+PPA | 0
21 | 2024-08-04 | UCOP+PPA | 0
22 | 2024-08-04 | UCOP+PPA | 0
23 | 2024-08-04 | UCOP+PPA | 0
0 | 2024-08-05 | UCOP+PPA | 0
1 | 2024-08-05 | UCOP+PPA | 0
2 | 2024-08-05 | UCOP+PPA | 0
3 | 2024-08-05 | UCOP+PPA | 0
4 | 2024-08-05 | UCOP+PPA | 0
5 | 2024-08-05 | UCOP+PPA | 0
6 | 2024-08-05 | UCOP+PPA | 0
7 | 2024-08-05 | UCOP+PPA | 0
8 | 2024-08-05 | UCOP+PPA | 0
9 | 2024-08-05 | UCOP+PPA | 0
10 | 2024-08-05 | UCOP+PPA | 0
11 | 2024-08-05 | UCOP+PPA | 0
12 | 2024-08-05 | UCOP+PPA | 0
13 | 2024-08-05 | UCOP+PPA | 0
14 | 2024-08-05 | UCOP+PPA | 0
15 | 2024-08-05 | UCOP+PPA | 0
16 | 2024-08-05 | UCOP+PPA | 0
17 | 2024-08-05 | UCOP+PPA | 0
18 | 2024-08-05 | UCOP+PPA | 0
19 | 2024-08-05 | UCOP+PPA | 0
20 | 2024-08-05 | UCOP+PPA | 0
21 | 2024-08-05 | UCOP+PPA | 0
22 | 2024-08-05 | UCOP+PPA | 0
23 | 2024-08-05 | UCOP+PPA | 0
0 | 2024-08-06 | UCOP+PPA | 0
1 | 2024-08-06 | UCOP+PPA | 0
2 | 2024-08-06 | UCOP+PPA | 0
3 | 2024-08-06 | UCOP+PPA | 0
4 | 2024-08-06 | UCOP+PPA | 0
5 | 2024-08-06 | UCOP+PPA | 0
6 | 2024-08-06 | UCOP+PPA | 0
7 | 2024-08-06 | UCOP+PPA | 0
8 | 2024-08-06 | UCOP+PPA | 0
9 | 2024-08-06 | UCOP+PPA | 0
10 | 2024-08-06 | UCOP+PPA | 0
11 | 2024-08-06 | UCOP+PPA | 0
12 | 2024-08-06 | UCOP+PPA | 0
13 | 2024-08-06 | UCOP+PPA | 0
14 | 2024-08-06 | UCOP+PPA | 0
15 | 2024-08-06 | UCOP+PPA | 0
16 | 2024-08-06 | UCOP+PPA | 0
17 | 2024-08-06 | UCOP+PPA | 0
18 | 2024-08-06 | UCOP+PPA | 0
19 | 2024-08-06 | UCOP+PPA | 0
20 | 2024-08-06 | UCOP+PPA | 0
21 | 2024-08-06 | UCOP+PPA | 0
22 | 2024-08-06 | UCOP+PPA | 0
23 | 2024-08-06 | UCOP+PPA | 0
0 | 2024-08-07 | UCOP+PPA | 0
1 | 2024-08-07 | UCOP+PPA | 0
2 | 2024-08-07 | UCOP+PPA | 0
3 | 2024-08-07 | UCOP+PPA | 0
4 | 2024-08-07 | UCOP+PPA | 0
5 | 2024-08-07 | UCOP+PPA | 0
6 | 2024-08-07 | UCOP+PPA | 0
7 | 2024-08-07 | UCOP+PPA | 0
8 | 2024-08-07 | UCOP+PPA | 0
9 | 2024-08-07 | UCOP+PPA | 0
10 | 2024-08-07 | UCOP+PPA | 0
11 | 2024-08-07 | UCOP+PPA | 0
12 | 2024-08-07 | UCOP+PPA | 0
13 | 2024-08-07 | UCOP+PPA | 0
14 | 2024-08-07 | UCOP+PPA | 0
15 | 2024-08-07 | UCOP+PPA | 0
16 | 2024-08-07 | UCOP+PPA | 0
17 | 2024-08-07 | UCOP+PPA | 0
18 | 2024-08-07 | UCOP+PPA | 0
19 | 2024-08-07 | UCOP+PPA | 0
20 | 2024-08-07 | UCOP+PPA | 0
21 | 2024-08-07 | UCOP+PPA | 0
22 | 2024-08-07 | UCOP+PPA | 0
23 | 2024-08-07 | UCOP+PPA | 0
0 | 2024-08-08 | UCOP+PPA | 0
1 | 2024-08-08 | UCOP+PPA | 0
2 | 2024-08-08 | UCOP+PPA | 0
3 | 2024-08-08 | UCOP+PPA | 0
4 | 2024-08-08 | UCOP+PPA | 0
5 | 2024-08-08 | UCOP+PPA | 0
6 | 2024-08-08 | UCOP+PPA | 0
7 | 2024-08-08 | UCOP+PPA | 0
8 | 2024-08-08 | UCOP+PPA | 0
9 | 2024-08-08 | UCOP+PPA | 0
10 | 2024-08-08 | UCOP+PPA | 0
11 | 2024-08-08 | UCOP+PPA | 0
12 | 2024-08-08 | UCOP+PPA | 0
13 | 2024-08-08 | UCOP+PPA | 0
14 | 2024-08-08 | UCOP+PPA | 0
15 | 2024-08-08 | UCOP+PPA | 0
16 | 2024-08-08 | UCOP+PPA | 0
17 | 2024-08-08 | UCOP+PPA | 0
18 | 2024-08-08 | UCOP+PPA | 0
19 | 2024-08-08 | UCOP+PPA | 0
20 | 2024-08-08 | UCOP+PPA | 0
21 | 2024-08-08 | UCOP+PPA | 0
22 | 2024-08-08 | UCOP+PPA | 0
23 | 2024-08-08 | UCOP+PPA | 0
0 | 2024-08-09 | UCOP+PPA | 0
1 | 2024-08-09 | UCOP+PPA | 0
2 | 2024-08-09 | UCOP+PPA | 0
3 | 2024-08-09 | UCOP+PPA | 0
4 | 2024-08-09 | UCOP+PPA | 0
5 | 2024-08-09 | UCOP+PPA | 0
6 | 2024-08-09 | UCOP+PPA | 0
7 | 2024-08-09 | UCOP+PPA | 0
8 | 2024-08-09 | UCOP+PPA | 0
9 | 2024-08-09 | UCOP+PPA | 0
10 | 2024-08-09 | UCOP+PPA | 0
11 | 2024-08-09 | UCOP+PPA | 0
12 | 2024-08-09 | UCOP+PPA | 0
13 | 2024-08-09 | UCOP+PPA | 0
14 | 2024-08-09 | UCOP+PPA | 0
15 | 2024-08-09 | UCOP+PPA | 0
16 | 2024-08-09 | UCOP+PPA | 0
17 | 2024-08-09 | UCOP+PPA | 0
18 | 2024-08-09 | UCOP+PPA | 0
19 | 2024-08-09 | UCOP+PPA | 0
20 | 2024-08-09 | UCOP+PPA | 0
21 | 2024-08-09 | UCOP+PPA | 0
22 | 2024-08-09 | UCOP+PPA | 0
23 | 2024-08-09 | UCOP+PPA | 0
0 | 2024-08-10 | UCOP+PPA | 0
1 | 2024-08-10 | UCOP+PPA | 0
2 | 2024-08-10 | UCOP+PPA | 0
3 | 2024-08-10 | UCOP+PPA | 0
4 | 2024-08-10 | UCOP+PPA | 0
5 | 2024-08-10 | UCOP+PPA | 0
6 | 2024-08-10 | UCOP+PPA | 0
7 | 2024-08-10 | UCOP+PPA | 0
8 | 2024-08-10 | UCOP+PPA | 0
9 | 2024-08-10 | UCOP+PPA | 0
10 | 2024-08-10 | UCOP+PPA | 0
11 | 2024-08-10 | UCOP+PPA | 0
12 | 2024-08-10 | UCOP+PPA | 0
13 | 2024-08-10 | UCOP+PPA | 0
14 | 2024-08-10 | UCOP+PPA | 0
15 | 2024-08-10 | UCOP+PPA | 0
16 | 2024-08-10 | UCOP+PPA | 0
17 | 2024-08-10 | UCOP+PPA | 0
18 | 2024-08-10 | UCOP+PPA | 0
19 | 2024-08-10 | UCOP+PPA | 0
20 | 2024-08-10 | UCOP+PPA | 0
21 | 2024-08-10 | UCOP+PPA | 0
22 | 2024-08-10 | UCOP+PPA | 0
23 | 2024-08-10 | UCOP+PPA | 0
0 | 2024-08-11 | UCOP+PPA | 0
1 | 2024-08-11 | UCOP+PPA | 0
2 | 2024-08-11 | UCOP+PPA | 0
3 | 2024-08-11 | UCOP+PPA | 0
4 | 2024-08-11 | UCOP+PPA | 0
5 | 2024-08-11 | UCOP+PPA | 0
6 | 2024-08-11 | UCOP+PPA | 0
7 | 2024-08-11 | UCOP+PPA | 0
8 | 2024-08-11 | UCOP+PPA | 0
9 | 2024-08-11 | UCOP+PPA | 0
10 | 2024-08-11 | UCOP+PPA | 0
11 | 2024-08-11 | UCOP+PPA | 0
12 | 2024-08-11 | UCOP+PPA | 0
13 | 2024-08-11 | UCOP+PPA | 0
14 | 2024-08-11 | UCOP+PPA | 0
15 | 2024-08-11 | UCOP+PPA | 0
16 | 2024-08-11 | UCOP+PPA | 0
17 | 2024-08-11 | UCOP+PPA | 0
18 | 2024-08-11 | UCOP+PPA | 0
19 | 2024-08-11 | UCOP+PPA | 0
20 | 2024-08-11 | UCOP+PPA | 0
21 | 2024-08-11 | UCOP+PPA | 0
22 | 2024-08-11 | UCOP+PPA | 0
23 | 2024-08-11 | UCOP+PPA | 0
0 | 2024-08-12 | UCOP+PPA | 0
1 | 2024-08-12 | UCOP+PPA | 0
2 | 2024-08-12 | UCOP+PPA | 0
3 | 2024-08-12 | UCOP+PPA | 0
4 | 2024-08-12 | UCOP+PPA | 0
5 | 2024-08-12 | UCOP+PPA | 0
6 | 2024-08-12 | UCOP+PPA | 0
7 | 2024-08-12 | UCOP+PPA | 0
8 | 2024-08-12 | UCOP+PPA | 0
9 | 2024-08-12 | UCOP+PPA | 0
10 | 2024-08-12 | UCOP+PPA | 0
11 | 2024-08-12 | UCOP+PPA | 0
12 | 2024-08-12 | UCOP+PPA | 0
13 | 2024-08-12 | UCOP+PPA | 0
14 | 2024-08-12 | UCOP+PPA | 0
15 | 2024-08-12 | UCOP+PPA | 0
16 | 2024-08-12 | UCOP+PPA | 0
17 | 2024-08-12 | UCOP+PPA | 0
18 | 2024-08-12 | UCOP+PPA | 0
19 | 2024-08-12 | UCOP+PPA | 0
20 | 2024-08-12 | UCOP+PPA | 0
21 | 2024-08-12 | UCOP+PPA | 0
22 | 2024-08-12 | UCOP+PPA | 0
23 | 2024-08-12 | UCOP+PPA | 0
0 | 2024-08-13 | UCOP+PPA | 0
1 | 2024-08-13 | UCOP+PPA | 0
2 | 2024-08-13 | UCOP+PPA | 0
3 | 2024-08-13 | UCOP+PPA | 0
4 | 2024-08-13 | UCOP+PPA | 0
5 | 2024-08-13 | UCOP+PPA | 0
6 | 2024-08-13 | UCOP+PPA | 0
7 | 2024-08-13 | UCOP+PPA | 0
8 | 2024-08-13 | UCOP+PPA | 0
9 | 2024-08-13 | UCOP+PPA | 0
10 | 2024-08-13 | UCOP+PPA | 0
11 | 2024-08-13 | UCOP+PPA | 0
12 | 2024-08-13 | UCOP+PPA | 0
13 | 2024-08-13 | UCOP+PPA | 0
14 | 2024-08-13 | UCOP+PPA | 0
15 | 2024-08-13 | UCOP+PPA | 0
16 | 2024-08-13 | UCOP+PPA | 0
17 | 2024-08-13 | UCOP+PPA | 0
18 | 2024-08-13 | UCOP+PPA | 0
19 | 2024-08-13 | UCOP+PPA | 0
20 | 2024-08-13 | UCOP+PPA | 0
21 | 2024-08-13 | UCOP+PPA | 0
22 | 2024-08-13 | UCOP+PPA | 0
23 | 2024-08-13 | UCOP+PPA | 0
0 | 2024-08-14 | UCOP+PPA | 0
1 | 2024-08-14 | UCOP+PPA | 0
2 | 2024-08-14 | UCOP+PPA | 0
3 | 2024-08-14 | UCOP+PPA | 0
4 | 2024-08-14 | UCOP+PPA | 0
5 | 2024-08-14 | UCOP+PPA | 0
6 | 2024-08-14 | UCOP+PPA | 0
7 | 2024-08-14 | UCOP+PPA | 0
8 | 2024-08-14 | UCOP+PPA | 0
9 | 2024-08-14 | UCOP+PPA | 0
10 | 2024-08-14 | UCOP+PPA | 0
11 | 2024-08-14 | UCOP+PPA | 0
12 | 2024-08-14 | UCOP+PPA | 0
13 | 2024-08-14 | UCOP+PPA | 0
14 | 2024-08-14 | UCOP+PPA | 0
15 | 2024-08-14 | UCOP+PPA | 0
16 | 2024-08-14 | UCOP+PPA | 0
17 | 2024-08-14 | UCOP+PPA | 0
18 | 2024-08-14 | UCOP+PPA | 0
19 | 2024-08-14 | UCOP+PPA | 0
20 | 2024-08-14 | UCOP+PPA | 0
21 | 2024-08-14 | UCOP+PPA | 0
22 | 2024-08-14 | UCOP+PPA | 0
23 | 2024-08-14 | UCOP+PPA | 0
0 | 2024-08-15 | UCOP+PPA | 0
1 | 2024-08-15 | UCOP+PPA | 0
2 | 2024-08-15 | UCOP+PPA | 0
3 | 2024-08-15 | UCOP+PPA | 0
4 | 2024-08-15 | UCOP+PPA | 0
5 | 2024-08-15 | UCOP+PPA | 0
6 | 2024-08-15 | UCOP+PPA | 0
7 | 2024-08-15 | UCOP+PPA | 0
8 | 2024-08-15 | UCOP+PPA | 0
9 | 2024-08-15 | UCOP+PPA | 0
10 | 2024-08-15 | UCOP+PPA | 0
11 | 2024-08-15 | UCOP+PPA | 0
12 | 2024-08-15 | UCOP+PPA | 0
13 | 2024-08-15 | UCOP+PPA | 0
14 | 2024-08-15 | UCOP+PPA | 0
15 | 2024-08-15 | UCOP+PPA | 0
16 | 2024-08-15 | UCOP+PPA | 0
17 | 2024-08-15 | UCOP+PPA | 0
18 | 2024-08-15 | UCOP+PPA | 0
19 | 2024-08-15 | UCOP+PPA | 0
20 | 2024-08-15 | UCOP+PPA | 0
21 | 2024-08-15 | UCOP+PPA | 0
22 | 2024-08-15 | UCOP+PPA | 0
23 | 2024-08-15 | UCOP+PPA | 0
0 | 2024-08-16 | UCOP+PPA | 0
1 | 2024-08-16 | UCOP+PPA | 0
2 | 2024-08-16 | UCOP+PPA | 0
3 | 2024-08-16 | UCOP+PPA | 0
4 | 2024-08-16 | UCOP+PPA | 0
5 | 2024-08-16 | UCOP+PPA | 0
6 | 2024-08-16 | UCOP+PPA | 0
7 | 2024-08-16 | UCOP+PPA | 0
8 | 2024-08-16 | UCOP+PPA | 0
9 | 2024-08-16 | UCOP+PPA | 0
10 | 2024-08-16 | UCOP+PPA | 0
11 | 2024-08-16 | UCOP+PPA | 0
12 | 2024-08-16 | UCOP+PPA | 0
13 | 2024-08-16 | UCOP+PPA | 0
14 | 2024-08-16 | UCOP+PPA | 0
15 | 2024-08-16 | UCOP+PPA | 0
16 | 2024-08-16 | UCOP+PPA | 0
17 | 2024-08-16 | UCOP+PPA | 0
18 | 2024-08-16 | UCOP+PPA | 0
19 | 2024-08-16 | UCOP+PPA | 0
20 | 2024-08-16 | UCOP+PPA | 0
21 | 2024-08-16 | UCOP+PPA | 0
22 | 2024-08-16 | UCOP+PPA | 0
23 | 2024-08-16 | UCOP+PPA | 0
0 | 2024-08-17 | UCOP+PPA | 0
1 | 2024-08-17 | UCOP+PPA | 0
2 | 2024-08-17 | UCOP+PPA | 0
3 | 2024-08-17 | UCOP+PPA | 0
4 | 2024-08-17 | UCOP+PPA | 0
5 | 2024-08-17 | UCOP+PPA | 0
6 | 2024-08-17 | UCOP+PPA | 0
7 | 2024-08-17 | UCOP+PPA | 0
8 | 2024-08-17 | UCOP+PPA | 0
9 | 2024-08-17 | UCOP+PPA | 0
10 | 2024-08-17 | UCOP+PPA | 0
11 | 2024-08-17 | UCOP+PPA | 0
12 | 2024-08-17 | UCOP+PPA | 0
13 | 2024-08-17 | UCOP+PPA | 0
14 | 2024-08-17 | UCOP+PPA | 0
15 | 2024-08-17 | UCOP+PPA | 0
16 | 2024-08-17 | UCOP+PPA | 0
17 | 2024-08-17 | UCOP+PPA | 0
18 | 2024-08-17 | UCOP+PPA | 0
19 | 2024-08-17 | UCOP+PPA | 0
20 | 2024-08-17 | UCOP+PPA | 0
21 | 2024-08-17 | UCOP+PPA | 0
22 | 2024-08-17 | UCOP+PPA | 0
23 | 2024-08-17 | UCOP+PPA | 0
0 | 2024-08-18 | UCOP+PPA | 0
1 | 2024-08-18 | UCOP+PPA | 0
2 | 2024-08-18 | UCOP+PPA | 0
3 | 2024-08-18 | UCOP+PPA | 0
4 | 2024-08-18 | UCOP+PPA | 0
5 | 2024-08-18 | UCOP+PPA | 0
6 | 2024-08-18 | UCOP+PPA | 0
7 | 2024-08-18 | UCOP+PPA | 0
8 | 2024-08-18 | UCOP+PPA | 0
9 | 2024-08-18 | UCOP+PPA | 0
10 | 2024-08-18 | UCOP+PPA | 0
11 | 2024-08-18 | UCOP+PPA | 0
12 | 2024-08-18 | UCOP+PPA | 0
13 | 2024-08-18 | UCOP+PPA | 0
14 | 2024-08-18 | UCOP+PPA | 0
15 | 2024-08-18 | UCOP+PPA | 0
16 | 2024-08-18 | UCOP+PPA | 0
17 | 2024-08-18 | UCOP+PPA | 0
18 | 2024-08-18 | UCOP+PPA | 0
19 | 2024-08-18 | UCOP+PPA | 0
20 | 2024-08-18 | UCOP+PPA | 0
21 | 2024-08-18 | UCOP+PPA | 0
22 | 2024-08-18 | UCOP+PPA | 0
23 | 2024-08-18 | UCOP+PPA | 0
0 | 2024-08-19 | UCOP+PPA | 0
1 | 2024-08-19 | UCOP+PPA | 0
2 | 2024-08-19 | UCOP+PPA | 0
3 | 2024-08-19 | UCOP+PPA | 0
4 | 2024-08-19 | UCOP+PPA | 0
5 | 2024-08-19 | UCOP+PPA | 0
6 | 2024-08-19 | UCOP+PPA | 0
7 | 2024-08-19 | UCOP+PPA | 0
8 | 2024-08-19 | UCOP+PPA | 0
9 | 2024-08-19 | UCOP+PPA | 0
10 | 2024-08-19 | UCOP+PPA | 0
11 | 2024-08-19 | UCOP+PPA | 0
12 | 2024-08-19 | UCOP+PPA | 0
13 | 2024-08-19 | UCOP+PPA | 0
14 | 2024-08-19 | UCOP+PPA | 0
15 | 2024-08-19 | UCOP+PPA | 0
16 | 2024-08-19 | UCOP+PPA | 0
17 | 2024-08-19 | UCOP+PPA | 0
18 | 2024-08-19 | UCOP+PPA | 0
19 | 2024-08-19 | UCOP+PPA | 0
20 | 2024-08-19 | UCOP+PPA | 0
21 | 2024-08-19 | UCOP+PPA | 0
22 | 2024-08-19 | UCOP+PPA | 0
23 | 2024-08-19 | UCOP+PPA | 0
0 | 2024-08-20 | UCOP+PPA | 0
1 | 2024-08-20 | UCOP+PPA | 0
2 | 2024-08-20 | UCOP+PPA | 0
3 | 2024-08-20 | UCOP+PPA | 0
4 | 2024-08-20 | UCOP+PPA | 0
5 | 2024-08-20 | UCOP+PPA | 0
6 | 2024-08-20 | UCOP+PPA | 0
7 | 2024-08-20 | UCOP+PPA | 0
8 | 2024-08-20 | UCOP+PPA | 0
9 | 2024-08-20 | UCOP+PPA | 0
10 | 2024-08-20 | UCOP+PPA | 0
11 | 2024-08-20 | UCOP+PPA | 0
12 | 2024-08-20 | UCOP+PPA | 0
13 | 2024-08-20 | UCOP+PPA | 0
14 | 2024-08-20 | UCOP+PPA | 0
15 | 2024-08-20 | UCOP+PPA | 0
16 | 2024-08-20 | UCOP+PPA | 0
17 | 2024-08-20 | UCOP+PPA | 0
18 | 2024-08-20 | UCOP+PPA | 0
19 | 2024-08-20 | UCOP+PPA | 0
20 | 2024-08-20 | UCOP+PPA | 0
21 | 2024-08-20 | UCOP+PPA | 0
22 | 2024-08-20 | UCOP+PPA | 0
23 | 2024-08-20 | UCOP+PPA | 0
0 | 2024-08-21 | UCOP+PPA | 0
1 | 2024-08-21 | UCOP+PPA | 0
2 | 2024-08-21 | UCOP+PPA | 0
3 | 2024-08-21 | UCOP+PPA | 0
4 | 2024-08-21 | UCOP+PPA | 0
5 | 2024-08-21 | UCOP+PPA | 0
6 | 2024-08-21 | UCOP+PPA | 0
7 | 2024-08-21 | UCOP+PPA | 0
8 | 2024-08-21 | UCOP+PPA | 0
9 | 2024-08-21 | UCOP+PPA | 0
10 | 2024-08-21 | UCOP+PPA | 0
11 | 2024-08-21 | UCOP+PPA | 0
12 | 2024-08-21 | UCOP+PPA | 0
13 | 2024-08-21 | UCOP+PPA | 0
14 | 2024-08-21 | UCOP+PPA | 0
15 | 2024-08-21 | UCOP+PPA | 0
16 | 2024-08-21 | UCOP+PPA | 0
17 | 2024-08-21 | UCOP+PPA | 0
18 | 2024-08-21 | UCOP+PPA | 0
19 | 2024-08-21 | UCOP+PPA | 0
20 | 2024-08-21 | UCOP+PPA | 0
21 | 2024-08-21 | UCOP+PPA | 0
22 | 2024-08-21 | UCOP+PPA | 0
23 | 2024-08-21 | UCOP+PPA | 0
0 | 2024-08-22 | UCOP+PPA | 0
1 | 2024-08-22 | UCOP+PPA | 0
2 | 2024-08-22 | UCOP+PPA | 0
3 | 2024-08-22 | UCOP+PPA | 0
4 | 2024-08-22 | UCOP+PPA | 0
5 | 2024-08-22 | UCOP+PPA | 0
6 | 2024-08-22 | UCOP+PPA | 0
7 | 2024-08-22 | UCOP+PPA | 0
8 | 2024-08-22 | UCOP+PPA | 0
9 | 2024-08-22 | UCOP+PPA | 0
10 | 2024-08-22 | UCOP+PPA | 0
11 | 2024-08-22 | UCOP+PPA | 0
12 | 2024-08-22 | UCOP+PPA | 0
13 | 2024-08-22 | UCOP+PPA | 0
14 | 2024-08-22 | UCOP+PPA | 0
15 | 2024-08-22 | UCOP+PPA | 0
16 | 2024-08-22 | UCOP+PPA | 0
17 | 2024-08-22 | UCOP+PPA | 0
18 | 2024-08-22 | UCOP+PPA | 0
19 | 2024-08-22 | UCOP+PPA | 0
20 | 2024-08-22 | UCOP+PPA | 0
21 | 2024-08-22 | UCOP+PPA | 0
22 | 2024-08-22 | UCOP+PPA | 0
23 | 2024-08-22 | UCOP+PPA | 0
0 | 2024-08-23 | UCOP+PPA | 0
1 | 2024-08-23 | UCOP+PPA | 0
2 | 2024-08-23 | UCOP+PPA | 0
3 | 2024-08-23 | UCOP+PPA | 0
4 | 2024-08-23 | UCOP+PPA | 0
5 | 2024-08-23 | UCOP+PPA | 0
6 | 2024-08-23 | UCOP+PPA | 0
7 | 2024-08-23 | UCOP+PPA | 0
8 | 2024-08-23 | UCOP+PPA | 0
9 | 2024-08-23 | UCOP+PPA | 0
10 | 2024-08-23 | UCOP+PPA | 0
11 | 2024-08-23 | UCOP+PPA | 0
12 | 2024-08-23 | UCOP+PPA | 0
13 | 2024-08-23 | UCOP+PPA | 0
14 | 2024-08-23 | UCOP+PPA | 0
15 | 2024-08-23 | UCOP+PPA | 0
16 | 2024-08-23 | UCOP+PPA | 0
17 | 2024-08-23 | UCOP+PPA | 0
18 | 2024-08-23 | UCOP+PPA | 0
19 | 2024-08-23 | UCOP+PPA | 0
20 | 2024-08-23 | UCOP+PPA | 0
21 | 2024-08-23 | UCOP+PPA | 0
22 | 2024-08-23 | UCOP+PPA | 0
23 | 2024-08-23 | UCOP+PPA | 0
0 | 2024-08-24 | UCOP+PPA | 0
1 | 2024-08-24 | UCOP+PPA | 0
2 | 2024-08-24 | UCOP+PPA | 0
3 | 2024-08-24 | UCOP+PPA | 0
4 | 2024-08-24 | UCOP+PPA | 0
5 | 2024-08-24 | UCOP+PPA | 0
6 | 2024-08-24 | UCOP+PPA | 0
7 | 2024-08-24 | UCOP+PPA | 0
8 | 2024-08-24 | UCOP+PPA | 0
9 | 2024-08-24 | UCOP+PPA | 0
10 | 2024-08-24 | UCOP+PPA | 0
11 | 2024-08-24 | UCOP+PPA | 0
12 | 2024-08-24 | UCOP+PPA | 0
13 | 2024-08-24 | UCOP+PPA | 0
14 | 2024-08-24 | UCOP+PPA | 0
15 | 2024-08-24 | UCOP+PPA | 0
16 | 2024-08-24 | UCOP+PPA | 0
17 | 2024-08-24 | UCOP+PPA | 0
18 | 2024-08-24 | UCOP+PPA | 0
19 | 2024-08-24 | UCOP+PPA | 0
20 | 2024-08-24 | UCOP+PPA | 0
21 | 2024-08-24 | UCOP+PPA | 0
22 | 2024-08-24 | UCOP+PPA | 0
23 | 2024-08-24 | UCOP+PPA | 0
0 | 2024-08-25 | UCOP+PPA | 0
1 | 2024-08-25 | UCOP+PPA | 0
2 | 2024-08-25 | UCOP+PPA | 0
3 | 2024-08-25 | UCOP+PPA | 0
4 | 2024-08-25 | UCOP+PPA | 0
5 | 2024-08-25 | UCOP+PPA | 0
6 | 2024-08-25 | UCOP+PPA | 0
7 | 2024-08-25 | UCOP+PPA | 0
8 | 2024-08-25 | UCOP+PPA | 0
9 | 2024-08-25 | UCOP+PPA | 0
10 | 2024-08-25 | UCOP+PPA | 0
11 | 2024-08-25 | UCOP+PPA | 0
12 | 2024-08-25 | UCOP+PPA | 0
13 | 2024-08-25 | UCOP+PPA | 0
14 | 2024-08-25 | UCOP+PPA | 0
15 | 2024-08-25 | UCOP+PPA | 0
16 | 2024-08-25 | UCOP+PPA | 0
17 | 2024-08-25 | UCOP+PPA | 0
18 | 2024-08-25 | UCOP+PPA | 0
19 | 2024-08-25 | UCOP+PPA | 0
20 | 2024-08-25 | UCOP+PPA | 0
21 | 2024-08-25 | UCOP+PPA | 0
22 | 2024-08-25 | UCOP+PPA | 0
23 | 2024-08-25 | UCOP+PPA | 0
0 | 2024-08-26 | UCOP+PPA | 0
1 | 2024-08-26 | UCOP+PPA | 0
2 | 2024-08-26 | UCOP+PPA | 0
3 | 2024-08-26 | UCOP+PPA | 0
4 | 2024-08-26 | UCOP+PPA | 0
5 | 2024-08-26 | UCOP+PPA | 0
6 | 2024-08-26 | UCOP+PPA | 0
7 | 2024-08-26 | UCOP+PPA | 0
8 | 2024-08-26 | UCOP+PPA | 0
9 | 2024-08-26 | UCOP+PPA | 0
10 | 2024-08-26 | UCOP+PPA | 0
11 | 2024-08-26 | UCOP+PPA | 0
12 | 2024-08-26 | UCOP+PPA | 0
13 | 2024-08-26 | UCOP+PPA | 0
14 | 2024-08-26 | UCOP+PPA | 0
15 | 2024-08-26 | UCOP+PPA | 0
16 | 2024-08-26 | UCOP+PPA | 0
17 | 2024-08-26 | UCOP+PPA | 0
18 | 2024-08-26 | UCOP+PPA | 0
19 | 2024-08-26 | UCOP+PPA | 0
20 | 2024-08-26 | UCOP+PPA | 0
21 | 2024-08-26 | UCOP+PPA | 0
22 | 2024-08-26 | UCOP+PPA | 0
23 | 2024-08-26 | UCOP+PPA | 0
0 | 2024-08-27 | UCOP+PPA | 0
1 | 2024-08-27 | UCOP+PPA | 0
2 | 2024-08-27 | UCOP+PPA | 0
3 | 2024-08-27 | UCOP+PPA | 0
4 | 2024-08-27 | UCOP+PPA | 0
5 | 2024-08-27 | UCOP+PPA | 0
6 | 2024-08-27 | UCOP+PPA | 0
7 | 2024-08-27 | UCOP+PPA | 0
8 | 2024-08-27 | UCOP+PPA | 0
9 | 2024-08-27 | UCOP+PPA | 0
10 | 2024-08-27 | UCOP+PPA | 0
11 | 2024-08-27 | UCOP+PPA | 0
12 | 2024-08-27 | UCOP+PPA | 0
13 | 2024-08-27 | UCOP+PPA | 0
14 | 2024-08-27 | UCOP+PPA | 0
15 | 2024-08-27 | UCOP+PPA | 0
16 | 2024-08-27 | UCOP+PPA | 0
17 | 2024-08-27 | UCOP+PPA | 0
18 | 2024-08-27 | UCOP+PPA | 0
19 | 2024-08-27 | UCOP+PPA | 0
20 | 2024-08-27 | UCOP+PPA | 0
21 | 2024-08-27 | UCOP+PPA | 0
22 | 2024-08-27 | UCOP+PPA | 0
23 | 2024-08-27 | UCOP+PPA | 0
0 | 2024-08-28 | UCOP+PPA | 0
1 | 2024-08-28 | UCOP+PPA | 0
2 | 2024-08-28 | UCOP+PPA | 0
3 | 2024-08-28 | UCOP+PPA | 0
4 | 2024-08-28 | UCOP+PPA | 0
5 | 2024-08-28 | UCOP+PPA | 0
6 | 2024-08-28 | UCOP+PPA | 0
7 | 2024-08-28 | UCOP+PPA | 0
8 | 2024-08-28 | UCOP+PPA | 0
9 | 2024-08-28 | UCOP+PPA | 0
10 | 2024-08-28 | UCOP+PPA | 0
11 | 2024-08-28 | UCOP+PPA | 0
12 | 2024-08-28 | UCOP+PPA | 0
13 | 2024-08-28 | UCOP+PPA | 0
14 | 2024-08-28 | UCOP+PPA | 0
15 | 2024-08-28 | UCOP+PPA | 0
16 | 2024-08-28 | UCOP+PPA | 0
17 | 2024-08-28 | UCOP+PPA | 0
18 | 2024-08-28 | UCOP+PPA | 0
19 | 2024-08-28 | UCOP+PPA | 0
20 | 2024-08-28 | UCOP+PPA | 0
21 | 2024-08-28 | UCOP+PPA | 0
22 | 2024-08-28 | UCOP+PPA | 0
23 | 2024-08-28 | UCOP+PPA | 0
0 | 2024-08-29 | UCOP+PPA | 0
1 | 2024-08-29 | UCOP+PPA | 0
2 | 2024-08-29 | UCOP+PPA | 0
3 | 2024-08-29 | UCOP+PPA | 0
4 | 2024-08-29 | UCOP+PPA | 0
5 | 2024-08-29 | UCOP+PPA | 0
6 | 2024-08-29 | UCOP+PPA | 0
7 | 2024-08-29 | UCOP+PPA | 0
8 | 2024-08-29 | UCOP+PPA | 0
9 | 2024-08-29 | UCOP+PPA | 0
10 | 2024-08-29 | UCOP+PPA | 0
11 | 2024-08-29 | UCOP+PPA | 0
12 | 2024-08-29 | UCOP+PPA | 0
13 | 2024-08-29 | UCOP+PPA | 0
14 | 2024-08-29 | UCOP+PPA | 0
15 | 2024-08-29 | UCOP+PPA | 0
16 | 2024-08-29 | UCOP+PPA | 0
17 | 2024-08-29 | UCOP+PPA | 0
18 | 2024-08-29 | UCOP+PPA | 0
19 | 2024-08-29 | UCOP+PPA | 0
20 | 2024-08-29 | UCOP+PPA | 0
21 | 2024-08-29 | UCOP+PPA | 0
22 | 2024-08-29 | UCOP+PPA | 0
23 | 2024-08-29 | UCOP+PPA | 0
0 | 2024-08-30 | UCOP+PPA | 0
1 | 2024-08-30 | UCOP+PPA | 0
2 | 2024-08-30 | UCOP+PPA | 0
3 | 2024-08-30 | UCOP+PPA | 0
4 | 2024-08-30 | UCOP+PPA | 0
5 | 2024-08-30 | UCOP+PPA | 0
6 | 2024-08-30 | UCOP+PPA | 0
7 | 2024-08-30 | UCOP+PPA | 0
8 | 2024-08-30 | UCOP+PPA | 0
9 | 2024-08-30 | UCOP+PPA | 0
10 | 2024-08-30 | UCOP+PPA | 0
11 | 2024-08-30 | UCOP+PPA | 0
12 | 2024-08-30 | UCOP+PPA | 0
13 | 2024-08-30 | UCOP+PPA | 0
14 | 2024-08-30 | UCOP+PPA | 0
15 | 2024-08-30 | UCOP+PPA | 0
16 | 2024-08-30 | UCOP+PPA | 0
17 | 2024-08-30 | UCOP+PPA | 0
18 | 2024-08-30 | UCOP+PPA | 0
19 | 2024-08-30 | UCOP+PPA | 0
20 | 2024-08-30 | UCOP+PPA | 0
21 | 2024-08-30 | UCOP+PPA | 0
22 | 2024-08-30 | UCOP+PPA | 0
23 | 2024-08-30 | UCOP+PPA | 0
0 | 2024-08-31 | UCOP+PPA | 0
1 | 2024-08-31 | UCOP+PPA | 0
2 | 2024-08-31 | UCOP+PPA | 0
3 | 2024-08-31 | UCOP+PPA | 0
4 | 2024-08-31 | UCOP+PPA | 0
5 | 2024-08-31 | UCOP+PPA | 0
6 | 2024-08-31 | UCOP+PPA | 0
7 | 2024-08-31 | UCOP+PPA | 0
8 | 2024-08-31 | UCOP+PPA | 0
9 | 2024-08-31 | UCOP+PPA | 0
10 | 2024-08-31 | UCOP+PPA | 0
11 | 2024-08-31 | UCOP+PPA | 0
12 | 2024-08-31 | UCOP+PPA | 0
13 | 2024-08-31 | UCOP+PPA | 0
14 | 2024-08-31 | UCOP+PPA | 0
15 | 2024-08-31 | UCOP+PPA | 0
16 | 2024-08-31 | UCOP+PPA | 0
17 | 2024-08-31 | UCOP+PPA | 0
18 | 2024-08-31 | UCOP+PPA | 0
19 | 2024-08-31 | UCOP+PPA | 0
20 | 2024-08-31 | UCOP+PPA | 0
21 | 2024-08-31 | UCOP+PPA | 0
22 | 2024-08-31 | UCOP+PPA | 0
23 | 2024-08-31 | UCOP+PPA | 0
0 | 2024-09-01 | UCOP+PPA | 0
1 | 2024-09-01 | UCOP+PPA | 0
2 | 2024-09-01 | UCOP+PPA | 0
3 | 2024-09-01 | UCOP+PPA | 0
4 | 2024-09-01 | UCOP+PPA | 0
5 | 2024-09-01 | UCOP+PPA | 0
6 | 2024-09-01 | UCOP+PPA | 0
7 | 2024-09-01 | UCOP+PPA | 0
8 | 2024-09-01 | UCOP+PPA | 0
9 | 2024-09-01 | UCOP+PPA | 0
10 | 2024-09-01 | UCOP+PPA | 0
11 | 2024-09-01 | UCOP+PPA | 0
12 | 2024-09-01 | UCOP+PPA | 0
13 | 2024-09-01 | UCOP+PPA | 0
14 | 2024-09-01 | UCOP+PPA | 0
15 | 2024-09-01 | UCOP+PPA | 0
16 | 2024-09-01 | UCOP+PPA | 0
17 | 2024-09-01 | UCOP+PPA | 0
18 | 2024-09-01 | UCOP+PPA | 0
19 | 2024-09-01 | UCOP+PPA | 0
20 | 2024-09-01 | UCOP+PPA | 0
21 | 2024-09-01 | UCOP+PPA | 0
22 | 2024-09-01 | UCOP+PPA | 0
23 | 2024-09-01 | UCOP+PPA | 0
0 | 2024-09-02 | UCOP+PPA | 0
1 | 2024-09-02 | UCOP+PPA | 0
2 | 2024-09-02 | UCOP+PPA | 0
3 | 2024-09-02 | UCOP+PPA | 0
4 | 2024-09-02 | UCOP+PPA | 0
5 | 2024-09-02 | UCOP+PPA | 0
6 | 2024-09-02 | UCOP+PPA | 0
7 | 2024-09-02 | UCOP+PPA | 0
8 | 2024-09-02 | UCOP+PPA | 0
9 | 2024-09-02 | UCOP+PPA | 0
10 | 2024-09-02 | UCOP+PPA | 0
11 | 2024-09-02 | UCOP+PPA | 0
12 | 2024-09-02 | UCOP+PPA | 0
13 | 2024-09-02 | UCOP+PPA | 0
14 | 2024-09-02 | UCOP+PPA | 0
15 | 2024-09-02 | UCOP+PPA | 0
16 | 2024-09-02 | UCOP+PPA | 0
17 | 2024-09-02 | UCOP+PPA | 0
18 | 2024-09-02 | UCOP+PPA | 0
19 | 2024-09-02 | UCOP+PPA | 0
20 | 2024-09-02 | UCOP+PPA | 0
21 | 2024-09-02 | UCOP+PPA | 0
22 | 2024-09-02 | UCOP+PPA | 0
23 | 2024-09-02 | UCOP+PPA | 0
0 | 2024-09-03 | UCOP+PPA | 0
1 | 2024-09-03 | UCOP+PPA | 0
2 | 2024-09-03 | UCOP+PPA | 0
3 | 2024-09-03 | UCOP+PPA | 0
4 | 2024-09-03 | UCOP+PPA | 0
5 | 2024-09-03 | UCOP+PPA | 0
6 | 2024-09-03 | UCOP+PPA | 0
7 | 2024-09-03 | UCOP+PPA | 0
8 | 2024-09-03 | UCOP+PPA | 0
9 | 2024-09-03 | UCOP+PPA | 0
10 | 2024-09-03 | UCOP+PPA | 0
11 | 2024-09-03 | UCOP+PPA | 0
12 | 2024-09-03 | UCOP+PPA | 0
13 | 2024-09-03 | UCOP+PPA | 0
14 | 2024-09-03 | UCOP+PPA | 0
15 | 2024-09-03 | UCOP+PPA | 0
16 | 2024-09-03 | UCOP+PPA | 0
17 | 2024-09-03 | UCOP+PPA | 0
18 | 2024-09-03 | UCOP+PPA | 0
19 | 2024-09-03 | UCOP+PPA | 0
20 | 2024-09-03 | UCOP+PPA | 0
21 | 2024-09-03 | UCOP+PPA | 0
22 | 2024-09-03 | UCOP+PPA | 0
23 | 2024-09-03 | UCOP+PPA | 0
0 | 2024-09-04 | UCOP+PPA | 0
1 | 2024-09-04 | UCOP+PPA | 0
2 | 2024-09-04 | UCOP+PPA | 0
3 | 2024-09-04 | UCOP+PPA | 0
4 | 2024-09-04 | UCOP+PPA | 0
5 | 2024-09-04 | UCOP+PPA | 0
6 | 2024-09-04 | UCOP+PPA | 0
7 | 2024-09-04 | UCOP+PPA | 0
8 | 2024-09-04 | UCOP+PPA | 0
9 | 2024-09-04 | UCOP+PPA | 0
10 | 2024-09-04 | UCOP+PPA | 0
11 | 2024-09-04 | UCOP+PPA | 0
12 | 2024-09-04 | UCOP+PPA | 0
13 | 2024-09-04 | UCOP+PPA | 0
14 | 2024-09-04 | UCOP+PPA | 0
15 | 2024-09-04 | UCOP+PPA | 0
16 | 2024-09-04 | UCOP+PPA | 0
17 | 2024-09-04 | UCOP+PPA | 0
18 | 2024-09-04 | UCOP+PPA | 0
19 | 2024-09-04 | UCOP+PPA | 0
20 | 2024-09-04 | UCOP+PPA | 0
21 | 2024-09-04 | UCOP+PPA | 0
22 | 2024-09-04 | UCOP+PPA | 0
23 | 2024-09-04 | UCOP+PPA | 0
0 | 2024-09-05 | UCOP+PPA | 0
1 | 2024-09-05 | UCOP+PPA | 0
2 | 2024-09-05 | UCOP+PPA | 0
3 | 2024-09-05 | UCOP+PPA | 0
4 | 2024-09-05 | UCOP+PPA | 0
5 | 2024-09-05 | UCOP+PPA | 0
6 | 2024-09-05 | UCOP+PPA | 0
7 | 2024-09-05 | UCOP+PPA | 0
8 | 2024-09-05 | UCOP+PPA | 0
9 | 2024-09-05 | UCOP+PPA | 0
10 | 2024-09-05 | UCOP+PPA | 0
11 | 2024-09-05 | UCOP+PPA | 0
12 | 2024-09-05 | UCOP+PPA | 0
13 | 2024-09-05 | UCOP+PPA | 0
14 | 2024-09-05 | UCOP+PPA | 0
15 | 2024-09-05 | UCOP+PPA | 0
16 | 2024-09-05 | UCOP+PPA | 0
17 | 2024-09-05 | UCOP+PPA | 0
18 | 2024-09-05 | UCOP+PPA | 0
19 | 2024-09-05 | UCOP+PPA | 0
20 | 2024-09-05 | UCOP+PPA | 0
21 | 2024-09-05 | UCOP+PPA | 0
22 | 2024-09-05 | UCOP+PPA | 0
23 | 2024-09-05 | UCOP+PPA | 0
0 | 2024-09-06 | UCOP+PPA | 0
1 | 2024-09-06 | UCOP+PPA | 0
2 | 2024-09-06 | UCOP+PPA | 0
3 | 2024-09-06 | UCOP+PPA | 0
4 | 2024-09-06 | UCOP+PPA | 0
5 | 2024-09-06 | UCOP+PPA | 0
6 | 2024-09-06 | UCOP+PPA | 0
7 | 2024-09-06 | UCOP+PPA | 0
8 | 2024-09-06 | UCOP+PPA | 0
9 | 2024-09-06 | UCOP+PPA | 0
10 | 2024-09-06 | UCOP+PPA | 0
11 | 2024-09-06 | UCOP+PPA | 0
12 | 2024-09-06 | UCOP+PPA | 0
13 | 2024-09-06 | UCOP+PPA | 0
14 | 2024-09-06 | UCOP+PPA | 0
15 | 2024-09-06 | UCOP+PPA | 0
16 | 2024-09-06 | UCOP+PPA | 0
17 | 2024-09-06 | UCOP+PPA | 0
18 | 2024-09-06 | UCOP+PPA | 0
19 | 2024-09-06 | UCOP+PPA | 0
20 | 2024-09-06 | UCOP+PPA | 0
21 | 2024-09-06 | UCOP+PPA | 0
22 | 2024-09-06 | UCOP+PPA | 0
23 | 2024-09-06 | UCOP+PPA | 0
0 | 2024-09-07 | UCOP+PPA | 0
1 | 2024-09-07 | UCOP+PPA | 0
2 | 2024-09-07 | UCOP+PPA | 0
3 | 2024-09-07 | UCOP+PPA | 0
4 | 2024-09-07 | UCOP+PPA | 0
5 | 2024-09-07 | UCOP+PPA | 0
6 | 2024-09-07 | UCOP+PPA | 0
7 | 2024-09-07 | UCOP+PPA | 0
8 | 2024-09-07 | UCOP+PPA | 0
9 | 2024-09-07 | UCOP+PPA | 0
10 | 2024-09-07 | UCOP+PPA | 0
11 | 2024-09-07 | UCOP+PPA | 0
12 | 2024-09-07 | UCOP+PPA | 0
13 | 2024-09-07 | UCOP+PPA | 0
14 | 2024-09-07 | UCOP+PPA | 0
15 | 2024-09-07 | UCOP+PPA | 0
16 | 2024-09-07 | UCOP+PPA | 0
17 | 2024-09-07 | UCOP+PPA | 0
18 | 2024-09-07 | UCOP+PPA | 0
19 | 2024-09-07 | UCOP+PPA | 0
20 | 2024-09-07 | UCOP+PPA | 0
21 | 2024-09-07 | UCOP+PPA | 0
22 | 2024-09-07 | UCOP+PPA | 0
23 | 2024-09-07 | UCOP+PPA | 0
0 | 2024-09-08 | UCOP+PPA | 0
1 | 2024-09-08 | UCOP+PPA | 0
2 | 2024-09-08 | UCOP+PPA | 0
3 | 2024-09-08 | UCOP+PPA | 0
4 | 2024-09-08 | UCOP+PPA | 0
5 | 2024-09-08 | UCOP+PPA | 0
6 | 2024-09-08 | UCOP+PPA | 0
7 | 2024-09-08 | UCOP+PPA | 0
8 | 2024-09-08 | UCOP+PPA | 0
9 | 2024-09-08 | UCOP+PPA | 0
10 | 2024-09-08 | UCOP+PPA | 0
11 | 2024-09-08 | UCOP+PPA | 0
12 | 2024-09-08 | UCOP+PPA | 0
13 | 2024-09-08 | UCOP+PPA | 0
14 | 2024-09-08 | UCOP+PPA | 0
15 | 2024-09-08 | UCOP+PPA | 0
16 | 2024-09-08 | UCOP+PPA | 0
17 | 2024-09-08 | UCOP+PPA | 0
18 | 2024-09-08 | UCOP+PPA | 0
19 | 2024-09-08 | UCOP+PPA | 0
20 | 2024-09-08 | UCOP+PPA | 0
21 | 2024-09-08 | UCOP+PPA | 0
22 | 2024-09-08 | UCOP+PPA | 0
23 | 2024-09-08 | UCOP+PPA | 0
0 | 2024-09-09 | UCOP+PPA | 0
1 | 2024-09-09 | UCOP+PPA | 0
2 | 2024-09-09 | UCOP+PPA | 0
3 | 2024-09-09 | UCOP+PPA | 0
4 | 2024-09-09 | UCOP+PPA | 0
5 | 2024-09-09 | UCOP+PPA | 0
6 | 2024-09-09 | UCOP+PPA | 0
7 | 2024-09-09 | UCOP+PPA | 0
8 | 2024-09-09 | UCOP+PPA | 0
9 | 2024-09-09 | UCOP+PPA | 0
10 | 2024-09-09 | UCOP+PPA | 0
11 | 2024-09-09 | UCOP+PPA | 0
12 | 2024-09-09 | UCOP+PPA | 0
13 | 2024-09-09 | UCOP+PPA | 0
14 | 2024-09-09 | UCOP+PPA | 0
15 | 2024-09-09 | UCOP+PPA | 0
16 | 2024-09-09 | UCOP+PPA | 0
17 | 2024-09-09 | UCOP+PPA | 0
18 | 2024-09-09 | UCOP+PPA | 0
19 | 2024-09-09 | UCOP+PPA | 0
20 | 2024-09-09 | UCOP+PPA | 0
21 | 2024-09-09 | UCOP+PPA | 0
22 | 2024-09-09 | UCOP+PPA | 0
23 | 2024-09-09 | UCOP+PPA | 0
0 | 2024-09-10 | UCOP+PPA | 0
1 | 2024-09-10 | UCOP+PPA | 0
2 | 2024-09-10 | UCOP+PPA | 0
3 | 2024-09-10 | UCOP+PPA | 0
4 | 2024-09-10 | UCOP+PPA | 0
5 | 2024-09-10 | UCOP+PPA | 0
6 | 2024-09-10 | UCOP+PPA | 0
7 | 2024-09-10 | UCOP+PPA | 0
8 | 2024-09-10 | UCOP+PPA | 0
9 | 2024-09-10 | UCOP+PPA | 0
10 | 2024-09-10 | UCOP+PPA | 0
11 | 2024-09-10 | UCOP+PPA | 0
12 | 2024-09-10 | UCOP+PPA | 0
13 | 2024-09-10 | UCOP+PPA | 0
14 | 2024-09-10 | UCOP+PPA | 0
15 | 2024-09-10 | UCOP+PPA | 0
16 | 2024-09-10 | UCOP+PPA | 0
17 | 2024-09-10 | UCOP+PPA | 0
18 | 2024-09-10 | UCOP+PPA | 0
19 | 2024-09-10 | UCOP+PPA | 0
20 | 2024-09-10 | UCOP+PPA | 0
21 | 2024-09-10 | UCOP+PPA | 0
22 | 2024-09-10 | UCOP+PPA | 0
23 | 2024-09-10 | UCOP+PPA | 0
0 | 2024-09-11 | UCOP+PPA | 0
1 | 2024-09-11 | UCOP+PPA | 0
2 | 2024-09-11 | UCOP+PPA | 0
3 | 2024-09-11 | UCOP+PPA | 0
4 | 2024-09-11 | UCOP+PPA | 0
5 | 2024-09-11 | UCOP+PPA | 0
6 | 2024-09-11 | UCOP+PPA | 0
7 | 2024-09-11 | UCOP+PPA | 0
8 | 2024-09-11 | UCOP+PPA | 0
9 | 2024-09-11 | UCOP+PPA | 0
10 | 2024-09-11 | UCOP+PPA | 0
11 | 2024-09-11 | UCOP+PPA | 0
12 | 2024-09-11 | UCOP+PPA | 0
13 | 2024-09-11 | UCOP+PPA | 0
14 | 2024-09-11 | UCOP+PPA | 0
15 | 2024-09-11 | UCOP+PPA | 0
16 | 2024-09-11 | UCOP+PPA | 0
17 | 2024-09-11 | UCOP+PPA | 0
18 | 2024-09-11 | UCOP+PPA | 0
19 | 2024-09-11 | UCOP+PPA | 0
20 | 2024-09-11 | UCOP+PPA | 0
21 | 2024-09-11 | UCOP+PPA | 0
22 | 2024-09-11 | UCOP+PPA | 0
23 | 2024-09-11 | UCOP+PPA | 0
0 | 2024-09-12 | UCOP+PPA | 0
1 | 2024-09-12 | UCOP+PPA | 0
2 | 2024-09-12 | UCOP+PPA | 0
3 | 2024-09-12 | UCOP+PPA | 0
4 | 2024-09-12 | UCOP+PPA | 0
5 | 2024-09-12 | UCOP+PPA | 0
6 | 2024-09-12 | UCOP+PPA | 0
7 | 2024-09-12 | UCOP+PPA | 0
8 | 2024-09-12 | UCOP+PPA | 0
9 | 2024-09-12 | UCOP+PPA | 0
10 | 2024-09-12 | UCOP+PPA | 0
11 | 2024-09-12 | UCOP+PPA | 0
12 | 2024-09-12 | UCOP+PPA | 0
13 | 2024-09-12 | UCOP+PPA | 0
14 | 2024-09-12 | UCOP+PPA | 0
15 | 2024-09-12 | UCOP+PPA | 0
16 | 2024-09-12 | UCOP+PPA | 0
17 | 2024-09-12 | UCOP+PPA | 0
18 | 2024-09-12 | UCOP+PPA | 0
19 | 2024-09-12 | UCOP+PPA | 0
20 | 2024-09-12 | UCOP+PPA | 0
21 | 2024-09-12 | UCOP+PPA | 0
22 | 2024-09-12 | UCOP+PPA | 0
23 | 2024-09-12 | UCOP+PPA | 0
0 | 2024-09-13 | UCOP+PPA | 0
1 | 2024-09-13 | UCOP+PPA | 0
2 | 2024-09-13 | UCOP+PPA | 0
3 | 2024-09-13 | UCOP+PPA | 0
4 | 2024-09-13 | UCOP+PPA | 0
5 | 2024-09-13 | UCOP+PPA | 0
6 | 2024-09-13 | UCOP+PPA | 0
7 | 2024-09-13 | UCOP+PPA | 0
8 | 2024-09-13 | UCOP+PPA | 0
9 | 2024-09-13 | UCOP+PPA | 0
10 | 2024-09-13 | UCOP+PPA | 0
11 | 2024-09-13 | UCOP+PPA | 0
12 | 2024-09-13 | UCOP+PPA | 0
13 | 2024-09-13 | UCOP+PPA | 0
14 | 2024-09-13 | UCOP+PPA | 0
15 | 2024-09-13 | UCOP+PPA | 0
16 | 2024-09-13 | UCOP+PPA | 0
17 | 2024-09-13 | UCOP+PPA | 0
18 | 2024-09-13 | UCOP+PPA | 0
19 | 2024-09-13 | UCOP+PPA | 0
20 | 2024-09-13 | UCOP+PPA | 0
21 | 2024-09-13 | UCOP+PPA | 0
22 | 2024-09-13 | UCOP+PPA | 0
23 | 2024-09-13 | UCOP+PPA | 0
0 | 2024-09-14 | UCOP+PPA | 0
1 | 2024-09-14 | UCOP+PPA | 0
2 | 2024-09-14 | UCOP+PPA | 0
3 | 2024-09-14 | UCOP+PPA | 0
4 | 2024-09-14 | UCOP+PPA | 0
5 | 2024-09-14 | UCOP+PPA | 0
6 | 2024-09-14 | UCOP+PPA | 0
7 | 2024-09-14 | UCOP+PPA | 0
8 | 2024-09-14 | UCOP+PPA | 0
9 | 2024-09-14 | UCOP+PPA | 0
10 | 2024-09-14 | UCOP+PPA | 0
11 | 2024-09-14 | UCOP+PPA | 0
12 | 2024-09-14 | UCOP+PPA | 0
13 | 2024-09-14 | UCOP+PPA | 0
14 | 2024-09-14 | UCOP+PPA | 0
15 | 2024-09-14 | UCOP+PPA | 0
16 | 2024-09-14 | UCOP+PPA | 0
17 | 2024-09-14 | UCOP+PPA | 0
18 | 2024-09-14 | UCOP+PPA | 0
19 | 2024-09-14 | UCOP+PPA | 0
20 | 2024-09-14 | UCOP+PPA | 0
21 | 2024-09-14 | UCOP+PPA | 0
22 | 2024-09-14 | UCOP+PPA | 0
23 | 2024-09-14 | UCOP+PPA | 0
0 | 2024-09-15 | UCOP+PPA | 0
1 | 2024-09-15 | UCOP+PPA | 0
2 | 2024-09-15 | UCOP+PPA | 0
3 | 2024-09-15 | UCOP+PPA | 0
4 | 2024-09-15 | UCOP+PPA | 0
5 | 2024-09-15 | UCOP+PPA | 0
6 | 2024-09-15 | UCOP+PPA | 0
7 | 2024-09-15 | UCOP+PPA | 0
8 | 2024-09-15 | UCOP+PPA | 0
9 | 2024-09-15 | UCOP+PPA | 0
10 | 2024-09-15 | UCOP+PPA | 0
11 | 2024-09-15 | UCOP+PPA | 0
12 | 2024-09-15 | UCOP+PPA | 0
13 | 2024-09-15 | UCOP+PPA | 0
14 | 2024-09-15 | UCOP+PPA | 0
15 | 2024-09-15 | UCOP+PPA | 0
16 | 2024-09-15 | UCOP+PPA | 0
17 | 2024-09-15 | UCOP+PPA | 0
18 | 2024-09-15 | UCOP+PPA | 0
19 | 2024-09-15 | UCOP+PPA | 0
20 | 2024-09-15 | UCOP+PPA | 0
21 | 2024-09-15 | UCOP+PPA | 0
22 | 2024-09-15 | UCOP+PPA | 0
23 | 2024-09-15 | UCOP+PPA | 0
0 | 2024-09-16 | UCOP+PPA | 0
1 | 2024-09-16 | UCOP+PPA | 0
2 | 2024-09-16 | UCOP+PPA | 0
3 | 2024-09-16 | UCOP+PPA | 0
4 | 2024-09-16 | UCOP+PPA | 0
5 | 2024-09-16 | UCOP+PPA | 0
6 | 2024-09-16 | UCOP+PPA | 0
7 | 2024-09-16 | UCOP+PPA | 0
8 | 2024-09-16 | UCOP+PPA | 0
9 | 2024-09-16 | UCOP+PPA | 0
10 | 2024-09-16 | UCOP+PPA | 0
11 | 2024-09-16 | UCOP+PPA | 0
12 | 2024-09-16 | UCOP+PPA | 0
13 | 2024-09-16 | UCOP+PPA | 0
14 | 2024-09-16 | UCOP+PPA | 0
15 | 2024-09-16 | UCOP+PPA | 0
16 | 2024-09-16 | UCOP+PPA | 0
17 | 2024-09-16 | UCOP+PPA | 0
18 | 2024-09-16 | UCOP+PPA | 0
19 | 2024-09-16 | UCOP+PPA | 0
20 | 2024-09-16 | UCOP+PPA | 0
21 | 2024-09-16 | UCOP+PPA | 0
22 | 2024-09-16 | UCOP+PPA | 0
23 | 2024-09-16 | UCOP+PPA | 0
0 | 2024-09-17 | UCOP+PPA | 0
1 | 2024-09-17 | UCOP+PPA | 0
2 | 2024-09-17 | UCOP+PPA | 0
3 | 2024-09-17 | UCOP+PPA | 0
4 | 2024-09-17 | UCOP+PPA | 0
5 | 2024-09-17 | UCOP+PPA | 0
6 | 2024-09-17 | UCOP+PPA | 0
7 | 2024-09-17 | UCOP+PPA | 0
8 | 2024-09-17 | UCOP+PPA | 0
9 | 2024-09-17 | UCOP+PPA | 0
10 | 2024-09-17 | UCOP+PPA | 0
11 | 2024-09-17 | UCOP+PPA | 0
12 | 2024-09-17 | UCOP+PPA | 0
13 | 2024-09-17 | UCOP+PPA | 0
14 | 2024-09-17 | UCOP+PPA | 0
15 | 2024-09-17 | UCOP+PPA | 0
16 | 2024-09-17 | UCOP+PPA | 0
17 | 2024-09-17 | UCOP+PPA | 0
18 | 2024-09-17 | UCOP+PPA | 0
19 | 2024-09-17 | UCOP+PPA | 0
20 | 2024-09-17 | UCOP+PPA | 0
21 | 2024-09-17 | UCOP+PPA | 0
22 | 2024-09-17 | UCOP+PPA | 0
23 | 2024-09-17 | UCOP+PPA | 0
0 | 2024-09-18 | UCOP+PPA | 0
1 | 2024-09-18 | UCOP+PPA | 0
2 | 2024-09-18 | UCOP+PPA | 0
3 | 2024-09-18 | UCOP+PPA | 0
4 | 2024-09-18 | UCOP+PPA | 0
5 | 2024-09-18 | UCOP+PPA | 0
6 | 2024-09-18 | UCOP+PPA | 0
7 | 2024-09-18 | UCOP+PPA | 0
8 | 2024-09-18 | UCOP+PPA | 0
9 | 2024-09-18 | UCOP+PPA | 0
10 | 2024-09-18 | UCOP+PPA | 0
11 | 2024-09-18 | UCOP+PPA | 0
12 | 2024-09-18 | UCOP+PPA | 0
13 | 2024-09-18 | UCOP+PPA | 0
14 | 2024-09-18 | UCOP+PPA | 0
15 | 2024-09-18 | UCOP+PPA | 0
16 | 2024-09-18 | UCOP+PPA | 0
17 | 2024-09-18 | UCOP+PPA | 0
18 | 2024-09-18 | UCOP+PPA | 0
19 | 2024-09-18 | UCOP+PPA | 0
20 | 2024-09-18 | UCOP+PPA | 0
21 | 2024-09-18 | UCOP+PPA | 0
22 | 2024-09-18 | UCOP+PPA | 0
23 | 2024-09-18 | UCOP+PPA | 0
0 | 2024-09-19 | UCOP+PPA | 0
1 | 2024-09-19 | UCOP+PPA | 0
2 | 2024-09-19 | UCOP+PPA | 0
3 | 2024-09-19 | UCOP+PPA | 0
4 | 2024-09-19 | UCOP+PPA | 0
5 | 2024-09-19 | UCOP+PPA | 0
6 | 2024-09-19 | UCOP+PPA | 0
7 | 2024-09-19 | UCOP+PPA | 0
8 | 2024-09-19 | UCOP+PPA | 0
9 | 2024-09-19 | UCOP+PPA | 0
10 | 2024-09-19 | UCOP+PPA | 0
11 | 2024-09-19 | UCOP+PPA | 0
12 | 2024-09-19 | UCOP+PPA | 0
13 | 2024-09-19 | UCOP+PPA | 0
14 | 2024-09-19 | UCOP+PPA | 0
15 | 2024-09-19 | UCOP+PPA | 0
16 | 2024-09-19 | UCOP+PPA | 0
17 | 2024-09-19 | UCOP+PPA | 0
18 | 2024-09-19 | UCOP+PPA | 0
19 | 2024-09-19 | UCOP+PPA | 0
20 | 2024-09-19 | UCOP+PPA | 0
21 | 2024-09-19 | UCOP+PPA | 0
22 | 2024-09-19 | UCOP+PPA | 0
23 | 2024-09-19 | UCOP+PPA | 0
0 | 2024-09-20 | UCOP+PPA | 0
1 | 2024-09-20 | UCOP+PPA | 0
2 | 2024-09-20 | UCOP+PPA | 0
3 | 2024-09-20 | UCOP+PPA | 0
4 | 2024-09-20 | UCOP+PPA | 0
5 | 2024-09-20 | UCOP+PPA | 0
6 | 2024-09-20 | UCOP+PPA | 0
7 | 2024-09-20 | UCOP+PPA | 0
8 | 2024-09-20 | UCOP+PPA | 0
9 | 2024-09-20 | UCOP+PPA | 0
10 | 2024-09-20 | UCOP+PPA | 0
11 | 2024-09-20 | UCOP+PPA | 0
12 | 2024-09-20 | UCOP+PPA | 0
13 | 2024-09-20 | UCOP+PPA | 0
14 | 2024-09-20 | UCOP+PPA | 0
15 | 2024-09-20 | UCOP+PPA | 0
16 | 2024-09-20 | UCOP+PPA | 0
17 | 2024-09-20 | UCOP+PPA | 0
18 | 2024-09-20 | UCOP+PPA | 0
19 | 2024-09-20 | UCOP+PPA | 0
20 | 2024-09-20 | UCOP+PPA | 0
21 | 2024-09-20 | UCOP+PPA | 0
22 | 2024-09-20 | UCOP+PPA | 0
23 | 2024-09-20 | UCOP+PPA | 0
0 | 2024-09-21 | UCOP+PPA | 0
1 | 2024-09-21 | UCOP+PPA | 0
2 | 2024-09-21 | UCOP+PPA | 0
3 | 2024-09-21 | UCOP+PPA | 0
4 | 2024-09-21 | UCOP+PPA | 0
5 | 2024-09-21 | UCOP+PPA | 0
6 | 2024-09-21 | UCOP+PPA | 0
7 | 2024-09-21 | UCOP+PPA | 0
8 | 2024-09-21 | UCOP+PPA | 0
9 | 2024-09-21 | UCOP+PPA | 0
10 | 2024-09-21 | UCOP+PPA | 0
11 | 2024-09-21 | UCOP+PPA | 0
12 | 2024-09-21 | UCOP+PPA | 0
13 | 2024-09-21 | UCOP+PPA | 0
14 | 2024-09-21 | UCOP+PPA | 0
15 | 2024-09-21 | UCOP+PPA | 0
16 | 2024-09-21 | UCOP+PPA | 0
17 | 2024-09-21 | UCOP+PPA | 0
18 | 2024-09-21 | UCOP+PPA | 0
19 | 2024-09-21 | UCOP+PPA | 0
20 | 2024-09-21 | UCOP+PPA | 0
21 | 2024-09-21 | UCOP+PPA | 0
22 | 2024-09-21 | UCOP+PPA | 0
23 | 2024-09-21 | UCOP+PPA | 0
0 | 2024-09-22 | UCOP+PPA | 0
1 | 2024-09-22 | UCOP+PPA | 0
2 | 2024-09-22 | UCOP+PPA | 0
3 | 2024-09-22 | UCOP+PPA | 0
4 | 2024-09-22 | UCOP+PPA | 0
5 | 2024-09-22 | UCOP+PPA | 0
6 | 2024-09-22 | UCOP+PPA | 0
7 | 2024-09-22 | UCOP+PPA | 0
8 | 2024-09-22 | UCOP+PPA | 0
9 | 2024-09-22 | UCOP+PPA | 0
10 | 2024-09-22 | UCOP+PPA | 0
11 | 2024-09-22 | UCOP+PPA | 0
12 | 2024-09-22 | UCOP+PPA | 0
13 | 2024-09-22 | UCOP+PPA | 0
14 | 2024-09-22 | UCOP+PPA | 0
15 | 2024-09-22 | UCOP+PPA | 0
16 | 2024-09-22 | UCOP+PPA | 0
17 | 2024-09-22 | UCOP+PPA | 0
18 | 2024-09-22 | UCOP+PPA | 0
19 | 2024-09-22 | UCOP+PPA | 0
20 | 2024-09-22 | UCOP+PPA | 0
21 | 2024-09-22 | UCOP+PPA | 0
22 | 2024-09-22 | UCOP+PPA | 0
23 | 2024-09-22 | UCOP+PPA | 0
0 | 2024-09-23 | UCOP+PPA | 0
1 | 2024-09-23 | UCOP+PPA | 0
2 | 2024-09-23 | UCOP+PPA | 0
3 | 2024-09-23 | UCOP+PPA | 0
4 | 2024-09-23 | UCOP+PPA | 0
5 | 2024-09-23 | UCOP+PPA | 0
6 | 2024-09-23 | UCOP+PPA | 0
7 | 2024-09-23 | UCOP+PPA | 0
8 | 2024-09-23 | UCOP+PPA | 0
9 | 2024-09-23 | UCOP+PPA | 0
10 | 2024-09-23 | UCOP+PPA | 0
11 | 2024-09-23 | UCOP+PPA | 0
12 | 2024-09-23 | UCOP+PPA | 0
13 | 2024-09-23 | UCOP+PPA | 0
14 | 2024-09-23 | UCOP+PPA | 0
15 | 2024-09-23 | UCOP+PPA | 0
16 | 2024-09-23 | UCOP+PPA | 0
17 | 2024-09-23 | UCOP+PPA | 0
18 | 2024-09-23 | UCOP+PPA | 0
19 | 2024-09-23 | UCOP+PPA | 0
20 | 2024-09-23 | UCOP+PPA | 0
21 | 2024-09-23 | UCOP+PPA | 0
22 | 2024-09-23 | UCOP+PPA | 0
23 | 2024-09-23 | UCOP+PPA | 0
0 | 2024-09-24 | UCOP+PPA | 0
1 | 2024-09-24 | UCOP+PPA | 0
2 | 2024-09-24 | UCOP+PPA | 0
3 | 2024-09-24 | UCOP+PPA | 0
4 | 2024-09-24 | UCOP+PPA | 0
5 | 2024-09-24 | UCOP+PPA | 0
6 | 2024-09-24 | UCOP+PPA | 0
7 | 2024-09-24 | UCOP+PPA | 0
8 | 2024-09-24 | UCOP+PPA | 0
9 | 2024-09-24 | UCOP+PPA | 0
10 | 2024-09-24 | UCOP+PPA | 0
11 | 2024-09-24 | UCOP+PPA | 0
12 | 2024-09-24 | UCOP+PPA | 0
13 | 2024-09-24 | UCOP+PPA | 0
14 | 2024-09-24 | UCOP+PPA | 0
15 | 2024-09-24 | UCOP+PPA | 0
16 | 2024-09-24 | UCOP+PPA | 0
17 | 2024-09-24 | UCOP+PPA | 0
18 | 2024-09-24 | UCOP+PPA | 0
19 | 2024-09-24 | UCOP+PPA | 0
20 | 2024-09-24 | UCOP+PPA | 0
21 | 2024-09-24 | UCOP+PPA | 0
22 | 2024-09-24 | UCOP+PPA | 0
23 | 2024-09-24 | UCOP+PPA | 0
0 | 2024-09-25 | UCOP+PPA | 0
1 | 2024-09-25 | UCOP+PPA | 0
2 | 2024-09-25 | UCOP+PPA | 0
3 | 2024-09-25 | UCOP+PPA | 0
4 | 2024-09-25 | UCOP+PPA | 0
5 | 2024-09-25 | UCOP+PPA | 0
6 | 2024-09-25 | UCOP+PPA | 0
7 | 2024-09-25 | UCOP+PPA | 0
8 | 2024-09-25 | UCOP+PPA | 0
9 | 2024-09-25 | UCOP+PPA | 0
10 | 2024-09-25 | UCOP+PPA | 0
11 | 2024-09-25 | UCOP+PPA | 0
12 | 2024-09-25 | UCOP+PPA | 0
13 | 2024-09-25 | UCOP+PPA | 0
14 | 2024-09-25 | UCOP+PPA | 0
15 | 2024-09-25 | UCOP+PPA | 0
16 | 2024-09-25 | UCOP+PPA | 0
17 | 2024-09-25 | UCOP+PPA | 0
18 | 2024-09-25 | UCOP+PPA | 0
19 | 2024-09-25 | UCOP+PPA | 0
20 | 2024-09-25 | UCOP+PPA | 0
21 | 2024-09-25 | UCOP+PPA | 0
22 | 2024-09-25 | UCOP+PPA | 0
23 | 2024-09-25 | UCOP+PPA | 0
0 | 2024-09-26 | UCOP+PPA | 0
1 | 2024-09-26 | UCOP+PPA | 0
2 | 2024-09-26 | UCOP+PPA | 0
3 | 2024-09-26 | UCOP+PPA | 0
4 | 2024-09-26 | UCOP+PPA | 0
5 | 2024-09-26 | UCOP+PPA | 0
6 | 2024-09-26 | UCOP+PPA | 0
7 | 2024-09-26 | UCOP+PPA | 0
8 | 2024-09-26 | UCOP+PPA | 0
9 | 2024-09-26 | UCOP+PPA | 0
10 | 2024-09-26 | UCOP+PPA | 0
11 | 2024-09-26 | UCOP+PPA | 0
12 | 2024-09-26 | UCOP+PPA | 0
13 | 2024-09-26 | UCOP+PPA | 0
14 | 2024-09-26 | UCOP+PPA | 0
15 | 2024-09-26 | UCOP+PPA | 0
16 | 2024-09-26 | UCOP+PPA | 0
17 | 2024-09-26 | UCOP+PPA | 0
18 | 2024-09-26 | UCOP+PPA | 0
19 | 2024-09-26 | UCOP+PPA | 0
20 | 2024-09-26 | UCOP+PPA | 0
21 | 2024-09-26 | UCOP+PPA | 0
22 | 2024-09-26 | UCOP+PPA | 0
23 | 2024-09-26 | UCOP+PPA | 0
0 | 2024-09-27 | UCOP+PPA | 0
1 | 2024-09-27 | UCOP+PPA | 0
2 | 2024-09-27 | UCOP+PPA | 0
3 | 2024-09-27 | UCOP+PPA | 0
4 | 2024-09-27 | UCOP+PPA | 0
5 | 2024-09-27 | UCOP+PPA | 0
6 | 2024-09-27 | UCOP+PPA | 0
7 | 2024-09-27 | UCOP+PPA | 0
8 | 2024-09-27 | UCOP+PPA | 0
9 | 2024-09-27 | UCOP+PPA | 0
10 | 2024-09-27 | UCOP+PPA | 0
11 | 2024-09-27 | UCOP+PPA | 0
12 | 2024-09-27 | UCOP+PPA | 0
13 | 2024-09-27 | UCOP+PPA | 0
14 | 2024-09-27 | UCOP+PPA | 0
15 | 2024-09-27 | UCOP+PPA | 0
16 | 2024-09-27 | UCOP+PPA | 0
17 | 2024-09-27 | UCOP+PPA | 0
18 | 2024-09-27 | UCOP+PPA | 0
19 | 2024-09-27 | UCOP+PPA | 0
20 | 2024-09-27 | UCOP+PPA | 0
21 | 2024-09-27 | UCOP+PPA | 0
22 | 2024-09-27 | UCOP+PPA | 0
23 | 2024-09-27 | UCOP+PPA | 0
0 | 2024-09-28 | UCOP+PPA | 0
1 | 2024-09-28 | UCOP+PPA | 0
2 | 2024-09-28 | UCOP+PPA | 0
3 | 2024-09-28 | UCOP+PPA | 0
4 | 2024-09-28 | UCOP+PPA | 0
5 | 2024-09-28 | UCOP+PPA | 0
6 | 2024-09-28 | UCOP+PPA | 0
7 | 2024-09-28 | UCOP+PPA | 0
8 | 2024-09-28 | UCOP+PPA | 0
9 | 2024-09-28 | UCOP+PPA | 0
10 | 2024-09-28 | UCOP+PPA | 0
11 | 2024-09-28 | UCOP+PPA | 0
12 | 2024-09-28 | UCOP+PPA | 0
13 | 2024-09-28 | UCOP+PPA | 0
14 | 2024-09-28 | UCOP+PPA | 0
15 | 2024-09-28 | UCOP+PPA | 0
16 | 2024-09-28 | UCOP+PPA | 0
17 | 2024-09-28 | UCOP+PPA | 0
18 | 2024-09-28 | UCOP+PPA | 0
19 | 2024-09-28 | UCOP+PPA | 0
20 | 2024-09-28 | UCOP+PPA | 0
21 | 2024-09-28 | UCOP+PPA | 0
22 | 2024-09-28 | UCOP+PPA | 0
23 | 2024-09-28 | UCOP+PPA | 0
0 | 2024-09-29 | UCOP+PPA | 0
1 | 2024-09-29 | UCOP+PPA | 0
2 | 2024-09-29 | UCOP+PPA | 0
3 | 2024-09-29 | UCOP+PPA | 0
4 | 2024-09-29 | UCOP+PPA | 0
5 | 2024-09-29 | UCOP+PPA | 0
6 | 2024-09-29 | UCOP+PPA | 0
7 | 2024-09-29 | UCOP+PPA | 0
8 | 2024-09-29 | UCOP+PPA | 0
9 | 2024-09-29 | UCOP+PPA | 0
10 | 2024-09-29 | UCOP+PPA | 0
11 | 2024-09-29 | UCOP+PPA | 0
12 | 2024-09-29 | UCOP+PPA | 0
13 | 2024-09-29 | UCOP+PPA | 0
14 | 2024-09-29 | UCOP+PPA | 0
15 | 2024-09-29 | UCOP+PPA | 0
16 | 2024-09-29 | UCOP+PPA | 0
17 | 2024-09-29 | UCOP+PPA | 0
18 | 2024-09-29 | UCOP+PPA | 0
19 | 2024-09-29 | UCOP+PPA | 0
20 | 2024-09-29 | UCOP+PPA | 0
21 | 2024-09-29 | UCOP+PPA | 0
22 | 2024-09-29 | UCOP+PPA | 0
23 | 2024-09-29 | UCOP+PPA | 0
0 | 2024-09-30 | UCOP+PPA | 0
1 | 2024-09-30 | UCOP+PPA | 0
2 | 2024-09-30 | UCOP+PPA | 0
3 | 2024-09-30 | UCOP+PPA | 0
4 | 2024-09-30 | UCOP+PPA | 0
5 | 2024-09-30 | UCOP+PPA | 0
6 | 2024-09-30 | UCOP+PPA | 0
7 | 2024-09-30 | UCOP+PPA | 0
8 | 2024-09-30 | UCOP+PPA | 0
9 | 2024-09-30 | UCOP+PPA | 0
10 | 2024-09-30 | UCOP+PPA | 0
11 | 2024-09-30 | UCOP+PPA | 0
12 | 2024-09-30 | UCOP+PPA | 0
13 | 2024-09-30 | UCOP+PPA | 0
14 | 2024-09-30 | UCOP+PPA | 0
15 | 2024-09-30 | UCOP+PPA | 0
16 | 2024-09-30 | UCOP+PPA | 0
17 | 2024-09-30 | UCOP+PPA | 0
18 | 2024-09-30 | UCOP+PPA | 0
19 | 2024-09-30 | UCOP+PPA | 0
20 | 2024-09-30 | UCOP+PPA | 0
21 | 2024-09-30 | UCOP+PPA | 0
22 | 2024-09-30 | UCOP+PPA | 0
23 | 2024-09-30 | UCOP+PPA | 0
0 | 2024-10-01 | UCOP+PPA | 0
1 | 2024-10-01 | UCOP+PPA | 0
2 | 2024-10-01 | UCOP+PPA | 0
3 | 2024-10-01 | UCOP+PPA | 0
4 | 2024-10-01 | UCOP+PPA | 0
5 | 2024-10-01 | UCOP+PPA | 0
6 | 2024-10-01 | UCOP+PPA | 0
7 | 2024-10-01 | UCOP+PPA | 0
8 | 2024-10-01 | UCOP+PPA | 0
9 | 2024-10-01 | UCOP+PPA | 0
10 | 2024-10-01 | UCOP+PPA | 0
11 | 2024-10-01 | UCOP+PPA | 0
12 | 2024-10-01 | UCOP+PPA | 0
13 | 2024-10-01 | UCOP+PPA | 0
14 | 2024-10-01 | UCOP+PPA | 0
15 | 2024-10-01 | UCOP+PPA | 0
16 | 2024-10-01 | UCOP+PPA | 0
17 | 2024-10-01 | UCOP+PPA | 0
18 | 2024-10-01 | UCOP+PPA | 0
19 | 2024-10-01 | UCOP+PPA | 0
20 | 2024-10-01 | UCOP+PPA | 0
21 | 2024-10-01 | UCOP+PPA | 0
22 | 2024-10-01 | UCOP+PPA | 0
23 | 2024-10-01 | UCOP+PPA | 0
0 | 2024-10-02 | UCOP+PPA | 0
1 | 2024-10-02 | UCOP+PPA | 0
2 | 2024-10-02 | UCOP+PPA | 0
3 | 2024-10-02 | UCOP+PPA | 0
4 | 2024-10-02 | UCOP+PPA | 0
5 | 2024-10-02 | UCOP+PPA | 0
6 | 2024-10-02 | UCOP+PPA | 0
7 | 2024-10-02 | UCOP+PPA | 0
8 | 2024-10-02 | UCOP+PPA | 0
9 | 2024-10-02 | UCOP+PPA | 0
10 | 2024-10-02 | UCOP+PPA | 0
11 | 2024-10-02 | UCOP+PPA | 0
12 | 2024-10-02 | UCOP+PPA | 0
13 | 2024-10-02 | UCOP+PPA | 0
14 | 2024-10-02 | UCOP+PPA | 0
15 | 2024-10-02 | UCOP+PPA | 0
16 | 2024-10-02 | UCOP+PPA | 0
17 | 2024-10-02 | UCOP+PPA | 0
18 | 2024-10-02 | UCOP+PPA | 0
19 | 2024-10-02 | UCOP+PPA | 0
20 | 2024-10-02 | UCOP+PPA | 0
21 | 2024-10-02 | UCOP+PPA | 0
22 | 2024-10-02 | UCOP+PPA | 0
23 | 2024-10-02 | UCOP+PPA | 0
0 | 2024-10-03 | UCOP+PPA | 0
1 | 2024-10-03 | UCOP+PPA | 0
2 | 2024-10-03 | UCOP+PPA | 0
3 | 2024-10-03 | UCOP+PPA | 0
4 | 2024-10-03 | UCOP+PPA | 0
5 | 2024-10-03 | UCOP+PPA | 0
6 | 2024-10-03 | UCOP+PPA | 0
7 | 2024-10-03 | UCOP+PPA | 0
8 | 2024-10-03 | UCOP+PPA | 0
9 | 2024-10-03 | UCOP+PPA | 0
10 | 2024-10-03 | UCOP+PPA | 0
11 | 2024-10-03 | UCOP+PPA | 0
12 | 2024-10-03 | UCOP+PPA | 0
13 | 2024-10-03 | UCOP+PPA | 0
14 | 2024-10-03 | UCOP+PPA | 0
15 | 2024-10-03 | UCOP+PPA | 0
16 | 2024-10-03 | UCOP+PPA | 0
17 | 2024-10-03 | UCOP+PPA | 0
18 | 2024-10-03 | UCOP+PPA | 0
19 | 2024-10-03 | UCOP+PPA | 0
20 | 2024-10-03 | UCOP+PPA | 0
21 | 2024-10-03 | UCOP+PPA | 0
22 | 2024-10-03 | UCOP+PPA | 0
23 | 2024-10-03 | UCOP+PPA | 0
0 | 2024-10-04 | UCOP+PPA | 0
1 | 2024-10-04 | UCOP+PPA | 0
2 | 2024-10-04 | UCOP+PPA | 0
3 | 2024-10-04 | UCOP+PPA | 0
4 | 2024-10-04 | UCOP+PPA | 0
5 | 2024-10-04 | UCOP+PPA | 0
6 | 2024-10-04 | UCOP+PPA | 0
7 | 2024-10-04 | UCOP+PPA | 0
8 | 2024-10-04 | UCOP+PPA | 0
9 | 2024-10-04 | UCOP+PPA | 0
10 | 2024-10-04 | UCOP+PPA | 0
11 | 2024-10-04 | UCOP+PPA | 0
12 | 2024-10-04 | UCOP+PPA | 0
13 | 2024-10-04 | UCOP+PPA | 0
14 | 2024-10-04 | UCOP+PPA | 0
15 | 2024-10-04 | UCOP+PPA | 0
16 | 2024-10-04 | UCOP+PPA | 0
17 | 2024-10-04 | UCOP+PPA | 0
18 | 2024-10-04 | UCOP+PPA | 0
19 | 2024-10-04 | UCOP+PPA | 0
20 | 2024-10-04 | UCOP+PPA | 0
21 | 2024-10-04 | UCOP+PPA | 0
22 | 2024-10-04 | UCOP+PPA | 0
23 | 2024-10-04 | UCOP+PPA | 0
0 | 2024-10-05 | UCOP+PPA | 0
1 | 2024-10-05 | UCOP+PPA | 0
2 | 2024-10-05 | UCOP+PPA | 0
3 | 2024-10-05 | UCOP+PPA | 0
4 | 2024-10-05 | UCOP+PPA | 0
5 | 2024-10-05 | UCOP+PPA | 0
6 | 2024-10-05 | UCOP+PPA | 0
7 | 2024-10-05 | UCOP+PPA | 0
8 | 2024-10-05 | UCOP+PPA | 0
9 | 2024-10-05 | UCOP+PPA | 0
10 | 2024-10-05 | UCOP+PPA | 0
11 | 2024-10-05 | UCOP+PPA | 0
12 | 2024-10-05 | UCOP+PPA | 0
13 | 2024-10-05 | UCOP+PPA | 0
14 | 2024-10-05 | UCOP+PPA | 0
15 | 2024-10-05 | UCOP+PPA | 0
16 | 2024-10-05 | UCOP+PPA | 0
17 | 2024-10-05 | UCOP+PPA | 0
18 | 2024-10-05 | UCOP+PPA | 0
19 | 2024-10-05 | UCOP+PPA | 0
20 | 2024-10-05 | UCOP+PPA | 0
21 | 2024-10-05 | UCOP+PPA | 0
22 | 2024-10-05 | UCOP+PPA | 0
23 | 2024-10-05 | UCOP+PPA | 0
0 | 2024-10-06 | UCOP+PPA | 0
1 | 2024-10-06 | UCOP+PPA | 0
2 | 2024-10-06 | UCOP+PPA | 0
3 | 2024-10-06 | UCOP+PPA | 0
4 | 2024-10-06 | UCOP+PPA | 0
5 | 2024-10-06 | UCOP+PPA | 0
6 | 2024-10-06 | UCOP+PPA | 0
7 | 2024-10-06 | UCOP+PPA | 0
8 | 2024-10-06 | UCOP+PPA | 0
9 | 2024-10-06 | UCOP+PPA | 0
10 | 2024-10-06 | UCOP+PPA | 0
11 | 2024-10-06 | UCOP+PPA | 0
12 | 2024-10-06 | UCOP+PPA | 0
13 | 2024-10-06 | UCOP+PPA | 0
14 | 2024-10-06 | UCOP+PPA | 0
15 | 2024-10-06 | UCOP+PPA | 0
16 | 2024-10-06 | UCOP+PPA | 0
17 | 2024-10-06 | UCOP+PPA | 0
18 | 2024-10-06 | UCOP+PPA | 0
19 | 2024-10-06 | UCOP+PPA | 0
20 | 2024-10-06 | UCOP+PPA | 0
21 | 2024-10-06 | UCOP+PPA | 0
22 | 2024-10-06 | UCOP+PPA | 0
23 | 2024-10-06 | UCOP+PPA | 0
0 | 2024-10-07 | UCOP+PPA | 0
1 | 2024-10-07 | UCOP+PPA | 0
2 | 2024-10-07 | UCOP+PPA | 0
3 | 2024-10-07 | UCOP+PPA | 0
4 | 2024-10-07 | UCOP+PPA | 0
5 | 2024-10-07 | UCOP+PPA | 0
6 | 2024-10-07 | UCOP+PPA | 0
7 | 2024-10-07 | UCOP+PPA | 0
8 | 2024-10-07 | UCOP+PPA | 0
9 | 2024-10-07 | UCOP+PPA | 0
10 | 2024-10-07 | UCOP+PPA | 0
11 | 2024-10-07 | UCOP+PPA | 0
12 | 2024-10-07 | UCOP+PPA | 0
13 | 2024-10-07 | UCOP+PPA | 0
14 | 2024-10-07 | UCOP+PPA | 0
15 | 2024-10-07 | UCOP+PPA | 0
16 | 2024-10-07 | UCOP+PPA | 0
17 | 2024-10-07 | UCOP+PPA | 0
18 | 2024-10-07 | UCOP+PPA | 0
19 | 2024-10-07 | UCOP+PPA | 0
20 | 2024-10-07 | UCOP+PPA | 0
21 | 2024-10-07 | UCOP+PPA | 0
22 | 2024-10-07 | UCOP+PPA | 0
23 | 2024-10-07 | UCOP+PPA | 0
0 | 2024-10-08 | UCOP+PPA | 0
1 | 2024-10-08 | UCOP+PPA | 0
2 | 2024-10-08 | UCOP+PPA | 0
3 | 2024-10-08 | UCOP+PPA | 0
4 | 2024-10-08 | UCOP+PPA | 0
5 | 2024-10-08 | UCOP+PPA | 0
6 | 2024-10-08 | UCOP+PPA | 0
7 | 2024-10-08 | UCOP+PPA | 0
8 | 2024-10-08 | UCOP+PPA | 0
9 | 2024-10-08 | UCOP+PPA | 0
10 | 2024-10-08 | UCOP+PPA | 0
11 | 2024-10-08 | UCOP+PPA | 0
12 | 2024-10-08 | UCOP+PPA | 0
13 | 2024-10-08 | UCOP+PPA | 0
14 | 2024-10-08 | UCOP+PPA | 0
15 | 2024-10-08 | UCOP+PPA | 0
16 | 2024-10-08 | UCOP+PPA | 0
17 | 2024-10-08 | UCOP+PPA | 0
18 | 2024-10-08 | UCOP+PPA | 0
19 | 2024-10-08 | UCOP+PPA | 0
20 | 2024-10-08 | UCOP+PPA | 0
21 | 2024-10-08 | UCOP+PPA | 0
22 | 2024-10-08 | UCOP+PPA | 0
23 | 2024-10-08 | UCOP+PPA | 0
0 | 2024-10-09 | UCOP+PPA | 0
1 | 2024-10-09 | UCOP+PPA | 0
2 | 2024-10-09 | UCOP+PPA | 0
3 | 2024-10-09 | UCOP+PPA | 0
4 | 2024-10-09 | UCOP+PPA | 0
5 | 2024-10-09 | UCOP+PPA | 0
6 | 2024-10-09 | UCOP+PPA | 0
7 | 2024-10-09 | UCOP+PPA | 0
8 | 2024-10-09 | UCOP+PPA | 0
9 | 2024-10-09 | UCOP+PPA | 0
10 | 2024-10-09 | UCOP+PPA | 0
11 | 2024-10-09 | UCOP+PPA | 0
12 | 2024-10-09 | UCOP+PPA | 0
13 | 2024-10-09 | UCOP+PPA | 0
14 | 2024-10-09 | UCOP+PPA | 0
15 | 2024-10-09 | UCOP+PPA | 0
16 | 2024-10-09 | UCOP+PPA | 0
17 | 2024-10-09 | UCOP+PPA | 0
18 | 2024-10-09 | UCOP+PPA | 0
19 | 2024-10-09 | UCOP+PPA | 0
20 | 2024-10-09 | UCOP+PPA | 0
21 | 2024-10-09 | UCOP+PPA | 0
22 | 2024-10-09 | UCOP+PPA | 0
23 | 2024-10-09 | UCOP+PPA | 0
0 | 2024-10-10 | UCOP+PPA | 0
1 | 2024-10-10 | UCOP+PPA | 0
2 | 2024-10-10 | UCOP+PPA | 0
3 | 2024-10-10 | UCOP+PPA | 0
4 | 2024-10-10 | UCOP+PPA | 0
5 | 2024-10-10 | UCOP+PPA | 0
6 | 2024-10-10 | UCOP+PPA | 0
7 | 2024-10-10 | UCOP+PPA | 0
8 | 2024-10-10 | UCOP+PPA | 0
9 | 2024-10-10 | UCOP+PPA | 0
10 | 2024-10-10 | UCOP+PPA | 0
11 | 2024-10-10 | UCOP+PPA | 0
12 | 2024-10-10 | UCOP+PPA | 0
13 | 2024-10-10 | UCOP+PPA | 0
14 | 2024-10-10 | UCOP+PPA | 0
15 | 2024-10-10 | UCOP+PPA | 0
16 | 2024-10-10 | UCOP+PPA | 0
17 | 2024-10-10 | UCOP+PPA | 0
18 | 2024-10-10 | UCOP+PPA | 0
19 | 2024-10-10 | UCOP+PPA | 0
20 | 2024-10-10 | UCOP+PPA | 0
21 | 2024-10-10 | UCOP+PPA | 0
22 | 2024-10-10 | UCOP+PPA | 0
23 | 2024-10-10 | UCOP+PPA | 0
0 | 2024-10-11 | UCOP+PPA | 0
1 | 2024-10-11 | UCOP+PPA | 0
2 | 2024-10-11 | UCOP+PPA | 0
3 | 2024-10-11 | UCOP+PPA | 0
4 | 2024-10-11 | UCOP+PPA | 0
5 | 2024-10-11 | UCOP+PPA | 0
6 | 2024-10-11 | UCOP+PPA | 0
7 | 2024-10-11 | UCOP+PPA | 0
8 | 2024-10-11 | UCOP+PPA | 0
9 | 2024-10-11 | UCOP+PPA | 0
10 | 2024-10-11 | UCOP+PPA | 0
11 | 2024-10-11 | UCOP+PPA | 0
12 | 2024-10-11 | UCOP+PPA | 0
13 | 2024-10-11 | UCOP+PPA | 0
14 | 2024-10-11 | UCOP+PPA | 0
15 | 2024-10-11 | UCOP+PPA | 0
16 | 2024-10-11 | UCOP+PPA | 0
17 | 2024-10-11 | UCOP+PPA | 0
18 | 2024-10-11 | UCOP+PPA | 0
19 | 2024-10-11 | UCOP+PPA | 0
20 | 2024-10-11 | UCOP+PPA | 0
21 | 2024-10-11 | UCOP+PPA | 0
22 | 2024-10-11 | UCOP+PPA | 0
23 | 2024-10-11 | UCOP+PPA | 0
0 | 2024-10-12 | UCOP+PPA | 0
1 | 2024-10-12 | UCOP+PPA | 0
2 | 2024-10-12 | UCOP+PPA | 0
3 | 2024-10-12 | UCOP+PPA | 0
4 | 2024-10-12 | UCOP+PPA | 0
5 | 2024-10-12 | UCOP+PPA | 0
6 | 2024-10-12 | UCOP+PPA | 0
7 | 2024-10-12 | UCOP+PPA | 0
8 | 2024-10-12 | UCOP+PPA | 0
9 | 2024-10-12 | UCOP+PPA | 0
10 | 2024-10-12 | UCOP+PPA | 0
11 | 2024-10-12 | UCOP+PPA | 0
12 | 2024-10-12 | UCOP+PPA | 0
13 | 2024-10-12 | UCOP+PPA | 0
14 | 2024-10-12 | UCOP+PPA | 0
15 | 2024-10-12 | UCOP+PPA | 0
16 | 2024-10-12 | UCOP+PPA | 0
17 | 2024-10-12 | UCOP+PPA | 0
18 | 2024-10-12 | UCOP+PPA | 0
19 | 2024-10-12 | UCOP+PPA | 0
20 | 2024-10-12 | UCOP+PPA | 0
21 | 2024-10-12 | UCOP+PPA | 0
22 | 2024-10-12 | UCOP+PPA | 0
23 | 2024-10-12 | UCOP+PPA | 0
0 | 2024-10-13 | UCOP+PPA | 0
1 | 2024-10-13 | UCOP+PPA | 0
2 | 2024-10-13 | UCOP+PPA | 0
3 | 2024-10-13 | UCOP+PPA | 0
4 | 2024-10-13 | UCOP+PPA | 0
5 | 2024-10-13 | UCOP+PPA | 0
6 | 2024-10-13 | UCOP+PPA | 0
7 | 2024-10-13 | UCOP+PPA | 0
8 | 2024-10-13 | UCOP+PPA | 0
9 | 2024-10-13 | UCOP+PPA | 0
10 | 2024-10-13 | UCOP+PPA | 0
11 | 2024-10-13 | UCOP+PPA | 0
12 | 2024-10-13 | UCOP+PPA | 0
13 | 2024-10-13 | UCOP+PPA | 0
14 | 2024-10-13 | UCOP+PPA | 0
15 | 2024-10-13 | UCOP+PPA | 0
16 | 2024-10-13 | UCOP+PPA | 0
17 | 2024-10-13 | UCOP+PPA | 0
18 | 2024-10-13 | UCOP+PPA | 0
19 | 2024-10-13 | UCOP+PPA | 0
20 | 2024-10-13 | UCOP+PPA | 0
21 | 2024-10-13 | UCOP+PPA | 0
22 | 2024-10-13 | UCOP+PPA | 0
23 | 2024-10-13 | UCOP+PPA | 0
0 | 2024-10-14 | UCOP+PPA | 0
1 | 2024-10-14 | UCOP+PPA | 0
2 | 2024-10-14 | UCOP+PPA | 0
3 | 2024-10-14 | UCOP+PPA | 0
4 | 2024-10-14 | UCOP+PPA | 0
5 | 2024-10-14 | UCOP+PPA | 0
6 | 2024-10-14 | UCOP+PPA | 0
7 | 2024-10-14 | UCOP+PPA | 0
8 | 2024-10-14 | UCOP+PPA | 0
9 | 2024-10-14 | UCOP+PPA | 0
10 | 2024-10-14 | UCOP+PPA | 0
11 | 2024-10-14 | UCOP+PPA | 0
12 | 2024-10-14 | UCOP+PPA | 0
13 | 2024-10-14 | UCOP+PPA | 0
14 | 2024-10-14 | UCOP+PPA | 0
15 | 2024-10-14 | UCOP+PPA | 0
16 | 2024-10-14 | UCOP+PPA | 0
17 | 2024-10-14 | UCOP+PPA | 0
18 | 2024-10-14 | UCOP+PPA | 0
19 | 2024-10-14 | UCOP+PPA | 0
20 | 2024-10-14 | UCOP+PPA | 0
21 | 2024-10-14 | UCOP+PPA | 0
22 | 2024-10-14 | UCOP+PPA | 0
23 | 2024-10-14 | UCOP+PPA | 0
0 | 2024-10-15 | UCOP+PPA | 0
1 | 2024-10-15 | UCOP+PPA | 0
2 | 2024-10-15 | UCOP+PPA | 0
3 | 2024-10-15 | UCOP+PPA | 0
4 | 2024-10-15 | UCOP+PPA | 0
5 | 2024-10-15 | UCOP+PPA | 0
6 | 2024-10-15 | UCOP+PPA | 0
7 | 2024-10-15 | UCOP+PPA | 0
8 | 2024-10-15 | UCOP+PPA | 0
9 | 2024-10-15 | UCOP+PPA | 0
10 | 2024-10-15 | UCOP+PPA | 0
11 | 2024-10-15 | UCOP+PPA | 0
12 | 2024-10-15 | UCOP+PPA | 0
13 | 2024-10-15 | UCOP+PPA | 0
14 | 2024-10-15 | UCOP+PPA | 0
15 | 2024-10-15 | UCOP+PPA | 0
16 | 2024-10-15 | UCOP+PPA | 0
17 | 2024-10-15 | UCOP+PPA | 0
18 | 2024-10-15 | UCOP+PPA | 0
19 | 2024-10-15 | UCOP+PPA | 0
20 | 2024-10-15 | UCOP+PPA | 0
21 | 2024-10-15 | UCOP+PPA | 0
22 | 2024-10-15 | UCOP+PPA | 0
23 | 2024-10-15 | UCOP+PPA | 0
0 | 2024-10-16 | UCOP+PPA | 0
1 | 2024-10-16 | UCOP+PPA | 0
2 | 2024-10-16 | UCOP+PPA | 0
3 | 2024-10-16 | UCOP+PPA | 0
4 | 2024-10-16 | UCOP+PPA | 0
5 | 2024-10-16 | UCOP+PPA | 0
6 | 2024-10-16 | UCOP+PPA | 0
7 | 2024-10-16 | UCOP+PPA | 0
8 | 2024-10-16 | UCOP+PPA | 0
9 | 2024-10-16 | UCOP+PPA | 0
10 | 2024-10-16 | UCOP+PPA | 0
11 | 2024-10-16 | UCOP+PPA | 0
12 | 2024-10-16 | UCOP+PPA | 0
13 | 2024-10-16 | UCOP+PPA | 0
14 | 2024-10-16 | UCOP+PPA | 0
15 | 2024-10-16 | UCOP+PPA | 0
16 | 2024-10-16 | UCOP+PPA | 0
17 | 2024-10-16 | UCOP+PPA | 0
18 | 2024-10-16 | UCOP+PPA | 0
19 | 2024-10-16 | UCOP+PPA | 0
20 | 2024-10-16 | UCOP+PPA | 0
21 | 2024-10-16 | UCOP+PPA | 0
22 | 2024-10-16 | UCOP+PPA | 0
23 | 2024-10-16 | UCOP+PPA | 0
0 | 2024-10-17 | UCOP+PPA | 0
1 | 2024-10-17 | UCOP+PPA | 0
2 | 2024-10-17 | UCOP+PPA | 0
3 | 2024-10-17 | UCOP+PPA | 0
4 | 2024-10-17 | UCOP+PPA | 0
5 | 2024-10-17 | UCOP+PPA | 0
6 | 2024-10-17 | UCOP+PPA | 0
7 | 2024-10-17 | UCOP+PPA | 0
8 | 2024-10-17 | UCOP+PPA | 0
9 | 2024-10-17 | UCOP+PPA | 0
10 | 2024-10-17 | UCOP+PPA | 0
11 | 2024-10-17 | UCOP+PPA | 0
12 | 2024-10-17 | UCOP+PPA | 0
13 | 2024-10-17 | UCOP+PPA | 0
14 | 2024-10-17 | UCOP+PPA | 0
15 | 2024-10-17 | UCOP+PPA | 0
16 | 2024-10-17 | UCOP+PPA | 0
17 | 2024-10-17 | UCOP+PPA | 0
18 | 2024-10-17 | UCOP+PPA | 0
19 | 2024-10-17 | UCOP+PPA | 0
20 | 2024-10-17 | UCOP+PPA | 0
21 | 2024-10-17 | UCOP+PPA | 0
22 | 2024-10-17 | UCOP+PPA | 0
23 | 2024-10-17 | UCOP+PPA | 0
0 | 2024-10-18 | UCOP+PPA | 0
1 | 2024-10-18 | UCOP+PPA | 0
2 | 2024-10-18 | UCOP+PPA | 0
3 | 2024-10-18 | UCOP+PPA | 0
4 | 2024-10-18 | UCOP+PPA | 0
5 | 2024-10-18 | UCOP+PPA | 0
6 | 2024-10-18 | UCOP+PPA | 0
7 | 2024-10-18 | UCOP+PPA | 0
8 | 2024-10-18 | UCOP+PPA | 0
9 | 2024-10-18 | UCOP+PPA | 0
10 | 2024-10-18 | UCOP+PPA | 0
11 | 2024-10-18 | UCOP+PPA | 0
12 | 2024-10-18 | UCOP+PPA | 0
13 | 2024-10-18 | UCOP+PPA | 0
14 | 2024-10-18 | UCOP+PPA | 0
15 | 2024-10-18 | UCOP+PPA | 0
16 | 2024-10-18 | UCOP+PPA | 0
17 | 2024-10-18 | UCOP+PPA | 0
18 | 2024-10-18 | UCOP+PPA | 0
19 | 2024-10-18 | UCOP+PPA | 0
20 | 2024-10-18 | UCOP+PPA | 0
21 | 2024-10-18 | UCOP+PPA | 0
22 | 2024-10-18 | UCOP+PPA | 0
23 | 2024-10-18 | UCOP+PPA | 0
0 | 2024-10-19 | UCOP+PPA | 0
1 | 2024-10-19 | UCOP+PPA | 0
2 | 2024-10-19 | UCOP+PPA | 0
3 | 2024-10-19 | UCOP+PPA | 0
4 | 2024-10-19 | UCOP+PPA | 0
5 | 2024-10-19 | UCOP+PPA | 0
6 | 2024-10-19 | UCOP+PPA | 0
7 | 2024-10-19 | UCOP+PPA | 0
8 | 2024-10-19 | UCOP+PPA | 0
9 | 2024-10-19 | UCOP+PPA | 0
10 | 2024-10-19 | UCOP+PPA | 0
11 | 2024-10-19 | UCOP+PPA | 0
12 | 2024-10-19 | UCOP+PPA | 0
13 | 2024-10-19 | UCOP+PPA | 0
14 | 2024-10-19 | UCOP+PPA | 0
15 | 2024-10-19 | UCOP+PPA | 0
16 | 2024-10-19 | UCOP+PPA | 0
17 | 2024-10-19 | UCOP+PPA | 0
18 | 2024-10-19 | UCOP+PPA | 0
19 | 2024-10-19 | UCOP+PPA | 0
20 | 2024-10-19 | UCOP+PPA | 0
21 | 2024-10-19 | UCOP+PPA | 0
22 | 2024-10-19 | UCOP+PPA | 0
23 | 2024-10-19 | UCOP+PPA | 0
0 | 2024-10-20 | UCOP+PPA | 0
1 | 2024-10-20 | UCOP+PPA | 0
2 | 2024-10-20 | UCOP+PPA | 0
3 | 2024-10-20 | UCOP+PPA | 0
4 | 2024-10-20 | UCOP+PPA | 0
5 | 2024-10-20 | UCOP+PPA | 0
6 | 2024-10-20 | UCOP+PPA | 0
7 | 2024-10-20 | UCOP+PPA | 0
8 | 2024-10-20 | UCOP+PPA | 0
9 | 2024-10-20 | UCOP+PPA | 0
10 | 2024-10-20 | UCOP+PPA | 0
11 | 2024-10-20 | UCOP+PPA | 0
12 | 2024-10-20 | UCOP+PPA | 0
13 | 2024-10-20 | UCOP+PPA | 0
14 | 2024-10-20 | UCOP+PPA | 0
15 | 2024-10-20 | UCOP+PPA | 0
16 | 2024-10-20 | UCOP+PPA | 0
17 | 2024-10-20 | UCOP+PPA | 0
18 | 2024-10-20 | UCOP+PPA | 0
19 | 2024-10-20 | UCOP+PPA | 0
20 | 2024-10-20 | UCOP+PPA | 0
21 | 2024-10-20 | UCOP+PPA | 0
22 | 2024-10-20 | UCOP+PPA | 0
23 | 2024-10-20 | UCOP+PPA | 0
0 | 2024-10-21 | UCOP+PPA | 0
1 | 2024-10-21 | UCOP+PPA | 0
2 | 2024-10-21 | UCOP+PPA | 0
3 | 2024-10-21 | UCOP+PPA | 0
4 | 2024-10-21 | UCOP+PPA | 0
5 | 2024-10-21 | UCOP+PPA | 0
6 | 2024-10-21 | UCOP+PPA | 0
7 | 2024-10-21 | UCOP+PPA | 0
8 | 2024-10-21 | UCOP+PPA | 0
9 | 2024-10-21 | UCOP+PPA | 0
10 | 2024-10-21 | UCOP+PPA | 0
11 | 2024-10-21 | UCOP+PPA | 0
12 | 2024-10-21 | UCOP+PPA | 0
13 | 2024-10-21 | UCOP+PPA | 0
14 | 2024-10-21 | UCOP+PPA | 0
15 | 2024-10-21 | UCOP+PPA | 0
16 | 2024-10-21 | UCOP+PPA | 0
17 | 2024-10-21 | UCOP+PPA | 0
18 | 2024-10-21 | UCOP+PPA | 0
19 | 2024-10-21 | UCOP+PPA | 0
20 | 2024-10-21 | UCOP+PPA | 0
21 | 2024-10-21 | UCOP+PPA | 0
22 | 2024-10-21 | UCOP+PPA | 0
23 | 2024-10-21 | UCOP+PPA | 0
0 | 2024-10-22 | UCOP+PPA | 0
1 | 2024-10-22 | UCOP+PPA | 0
2 | 2024-10-22 | UCOP+PPA | 0
3 | 2024-10-22 | UCOP+PPA | 0
4 | 2024-10-22 | UCOP+PPA | 0
5 | 2024-10-22 | UCOP+PPA | 0
6 | 2024-10-22 | UCOP+PPA | 0
7 | 2024-10-22 | UCOP+PPA | 0
8 | 2024-10-22 | UCOP+PPA | 0
9 | 2024-10-22 | UCOP+PPA | 0
10 | 2024-10-22 | UCOP+PPA | 0
11 | 2024-10-22 | UCOP+PPA | 0
12 | 2024-10-22 | UCOP+PPA | 0
13 | 2024-10-22 | UCOP+PPA | 0
14 | 2024-10-22 | UCOP+PPA | 0
15 | 2024-10-22 | UCOP+PPA | 0
16 | 2024-10-22 | UCOP+PPA | 0
17 | 2024-10-22 | UCOP+PPA | 0
18 | 2024-10-22 | UCOP+PPA | 0
19 | 2024-10-22 | UCOP+PPA | 0
20 | 2024-10-22 | UCOP+PPA | 0
21 | 2024-10-22 | UCOP+PPA | 0
22 | 2024-10-22 | UCOP+PPA | 0
23 | 2024-10-22 | UCOP+PPA | 0
0 | 2024-10-23 | UCOP+PPA | 0
1 | 2024-10-23 | UCOP+PPA | 0
2 | 2024-10-23 | UCOP+PPA | 0
3 | 2024-10-23 | UCOP+PPA | 0
4 | 2024-10-23 | UCOP+PPA | 0
5 | 2024-10-23 | UCOP+PPA | 0
6 | 2024-10-23 | UCOP+PPA | 0
7 | 2024-10-23 | UCOP+PPA | 0
8 | 2024-10-23 | UCOP+PPA | 0
9 | 2024-10-23 | UCOP+PPA | 0
10 | 2024-10-23 | UCOP+PPA | 0
11 | 2024-10-23 | UCOP+PPA | 0
12 | 2024-10-23 | UCOP+PPA | 0
13 | 2024-10-23 | UCOP+PPA | 0
14 | 2024-10-23 | UCOP+PPA | 0
15 | 2024-10-23 | UCOP+PPA | 0
16 | 2024-10-23 | UCOP+PPA | 0
17 | 2024-10-23 | UCOP+PPA | 0
18 | 2024-10-23 | UCOP+PPA | 0
19 | 2024-10-23 | UCOP+PPA | 0
20 | 2024-10-23 | UCOP+PPA | 0
21 | 2024-10-23 | UCOP+PPA | 0
22 | 2024-10-23 | UCOP+PPA | 0
23 | 2024-10-23 | UCOP+PPA | 0
0 | 2024-10-24 | UCOP+PPA | 0
1 | 2024-10-24 | UCOP+PPA | 0
2 | 2024-10-24 | UCOP+PPA | 0
3 | 2024-10-24 | UCOP+PPA | 0
4 | 2024-10-24 | UCOP+PPA | 0
5 | 2024-10-24 | UCOP+PPA | 0
6 | 2024-10-24 | UCOP+PPA | 0
7 | 2024-10-24 | UCOP+PPA | 0
8 | 2024-10-24 | UCOP+PPA | 0
9 | 2024-10-24 | UCOP+PPA | 0
10 | 2024-10-24 | UCOP+PPA | 0
11 | 2024-10-24 | UCOP+PPA | 0
12 | 2024-10-24 | UCOP+PPA | 0
13 | 2024-10-24 | UCOP+PPA | 0
14 | 2024-10-24 | UCOP+PPA | 0
15 | 2024-10-24 | UCOP+PPA | 0
16 | 2024-10-24 | UCOP+PPA | 0
17 | 2024-10-24 | UCOP+PPA | 0
18 | 2024-10-24 | UCOP+PPA | 0
19 | 2024-10-24 | UCOP+PPA | 0
20 | 2024-10-24 | UCOP+PPA | 0
21 | 2024-10-24 | UCOP+PPA | 0
22 | 2024-10-24 | UCOP+PPA | 0
23 | 2024-10-24 | UCOP+PPA | 0
0 | 2024-10-25 | UCOP+PPA | 0
1 | 2024-10-25 | UCOP+PPA | 0
2 | 2024-10-25 | UCOP+PPA | 0
3 | 2024-10-25 | UCOP+PPA | 0
4 | 2024-10-25 | UCOP+PPA | 0
5 | 2024-10-25 | UCOP+PPA | 0
6 | 2024-10-25 | UCOP+PPA | 0
7 | 2024-10-25 | UCOP+PPA | 0
8 | 2024-10-25 | UCOP+PPA | 0
9 | 2024-10-25 | UCOP+PPA | 0
10 | 2024-10-25 | UCOP+PPA | 0
11 | 2024-10-25 | UCOP+PPA | 0
12 | 2024-10-25 | UCOP+PPA | 0
13 | 2024-10-25 | UCOP+PPA | 0
14 | 2024-10-25 | UCOP+PPA | 0
15 | 2024-10-25 | UCOP+PPA | 0
16 | 2024-10-25 | UCOP+PPA | 0
17 | 2024-10-25 | UCOP+PPA | 0
18 | 2024-10-25 | UCOP+PPA | 0
19 | 2024-10-25 | UCOP+PPA | 0
20 | 2024-10-25 | UCOP+PPA | 0
21 | 2024-10-25 | UCOP+PPA | 0
22 | 2024-10-25 | UCOP+PPA | 0
23 | 2024-10-25 | UCOP+PPA | 0
0 | 2024-10-26 | UCOP+PPA | 0
1 | 2024-10-26 | UCOP+PPA | 0
2 | 2024-10-26 | UCOP+PPA | 0
3 | 2024-10-26 | UCOP+PPA | 0
4 | 2024-10-26 | UCOP+PPA | 0
5 | 2024-10-26 | UCOP+PPA | 0
6 | 2024-10-26 | UCOP+PPA | 0
7 | 2024-10-26 | UCOP+PPA | 0
8 | 2024-10-26 | UCOP+PPA | 0
9 | 2024-10-26 | UCOP+PPA | 0
10 | 2024-10-26 | UCOP+PPA | 0
11 | 2024-10-26 | UCOP+PPA | 0
12 | 2024-10-26 | UCOP+PPA | 0
13 | 2024-10-26 | UCOP+PPA | 0
14 | 2024-10-26 | UCOP+PPA | 0
15 | 2024-10-26 | UCOP+PPA | 0
16 | 2024-10-26 | UCOP+PPA | 0
17 | 2024-10-26 | UCOP+PPA | 0
18 | 2024-10-26 | UCOP+PPA | 0
19 | 2024-10-26 | UCOP+PPA | 0
20 | 2024-10-26 | UCOP+PPA | 0
21 | 2024-10-26 | UCOP+PPA | 0
22 | 2024-10-26 | UCOP+PPA | 0
23 | 2024-10-26 | UCOP+PPA | 0
0 | 2024-10-27 | UCOP+PPA | 0
1 | 2024-10-27 | UCOP+PPA | 0
2 | 2024-10-27 | UCOP+PPA | 0
3 | 2024-10-27 | UCOP+PPA | 0
4 | 2024-10-27 | UCOP+PPA | 0
5 | 2024-10-27 | UCOP+PPA | 0
6 | 2024-10-27 | UCOP+PPA | 0
7 | 2024-10-27 | UCOP+PPA | 0
8 | 2024-10-27 | UCOP+PPA | 0
9 | 2024-10-27 | UCOP+PPA | 0
10 | 2024-10-27 | UCOP+PPA | 0
11 | 2024-10-27 | UCOP+PPA | 0
12 | 2024-10-27 | UCOP+PPA | 0
13 | 2024-10-27 | UCOP+PPA | 0
14 | 2024-10-27 | UCOP+PPA | 0
15 | 2024-10-27 | UCOP+PPA | 0
16 | 2024-10-27 | UCOP+PPA | 0
17 | 2024-10-27 | UCOP+PPA | 0
18 | 2024-10-27 | UCOP+PPA | 0
19 | 2024-10-27 | UCOP+PPA | 0
20 | 2024-10-27 | UCOP+PPA | 0
21 | 2024-10-27 | UCOP+PPA | 0
22 | 2024-10-27 | UCOP+PPA | 0
23 | 2024-10-27 | UCOP+PPA | 0
0 | 2024-10-28 | UCOP+PPA | 0
1 | 2024-10-28 | UCOP+PPA | 0
2 | 2024-10-28 | UCOP+PPA | 0
3 | 2024-10-28 | UCOP+PPA | 0
4 | 2024-10-28 | UCOP+PPA | 0
5 | 2024-10-28 | UCOP+PPA | 0
6 | 2024-10-28 | UCOP+PPA | 0
7 | 2024-10-28 | UCOP+PPA | 0
8 | 2024-10-28 | UCOP+PPA | 0
9 | 2024-10-28 | UCOP+PPA | 0
10 | 2024-10-28 | UCOP+PPA | 0
11 | 2024-10-28 | UCOP+PPA | 0
12 | 2024-10-28 | UCOP+PPA | 0
13 | 2024-10-28 | UCOP+PPA | 0
14 | 2024-10-28 | UCOP+PPA | 0
15 | 2024-10-28 | UCOP+PPA | 0
16 | 2024-10-28 | UCOP+PPA | 0
17 | 2024-10-28 | UCOP+PPA | 0
18 | 2024-10-28 | UCOP+PPA | 0
19 | 2024-10-28 | UCOP+PPA | 0
20 | 2024-10-28 | UCOP+PPA | 0
21 | 2024-10-28 | UCOP+PPA | 0
22 | 2024-10-28 | UCOP+PPA | 0
23 | 2024-10-28 | UCOP+PPA | 0
0 | 2024-10-29 | UCOP+PPA | 0
1 | 2024-10-29 | UCOP+PPA | 0
2 | 2024-10-29 | UCOP+PPA | 0
3 | 2024-10-29 | UCOP+PPA | 0
4 | 2024-10-29 | UCOP+PPA | 0
5 | 2024-10-29 | UCOP+PPA | 0
6 | 2024-10-29 | UCOP+PPA | 0
7 | 2024-10-29 | UCOP+PPA | 0
8 | 2024-10-29 | UCOP+PPA | 0
9 | 2024-10-29 | UCOP+PPA | 0
10 | 2024-10-29 | UCOP+PPA | 0
11 | 2024-10-29 | UCOP+PPA | 0
12 | 2024-10-29 | UCOP+PPA | 0
13 | 2024-10-29 | UCOP+PPA | 0
14 | 2024-10-29 | UCOP+PPA | 0
15 | 2024-10-29 | UCOP+PPA | 0
16 | 2024-10-29 | UCOP+PPA | 0
17 | 2024-10-29 | UCOP+PPA | 0
18 | 2024-10-29 | UCOP+PPA | 0
19 | 2024-10-29 | UCOP+PPA | 0
20 | 2024-10-29 | UCOP+PPA | 0
21 | 2024-10-29 | UCOP+PPA | 0
22 | 2024-10-29 | UCOP+PPA | 0
23 | 2024-10-29 | UCOP+PPA | 0
0 | 2024-10-30 | UCOP+PPA | 0
1 | 2024-10-30 | UCOP+PPA | 0
2 | 2024-10-30 | UCOP+PPA | 0
3 | 2024-10-30 | UCOP+PPA | 0
4 | 2024-10-30 | UCOP+PPA | 0
5 | 2024-10-30 | UCOP+PPA | 0
6 | 2024-10-30 | UCOP+PPA | 0
7 | 2024-10-30 | UCOP+PPA | 0
8 | 2024-10-30 | UCOP+PPA | 0
9 | 2024-10-30 | UCOP+PPA | 0
10 | 2024-10-30 | UCOP+PPA | 0
11 | 2024-10-30 | UCOP+PPA | 0
12 | 2024-10-30 | UCOP+PPA | 0
13 | 2024-10-30 | UCOP+PPA | 0
14 | 2024-10-30 | UCOP+PPA | 0
15 | 2024-10-30 | UCOP+PPA | 0
16 | 2024-10-30 | UCOP+PPA | 0
17 | 2024-10-30 | UCOP+PPA | 0
18 | 2024-10-30 | UCOP+PPA | 0
19 | 2024-10-30 | UCOP+PPA | 0
20 | 2024-10-30 | UCOP+PPA | 0
21 | 2024-10-30 | UCOP+PPA | 0
22 | 2024-10-30 | UCOP+PPA | 0
23 | 2024-10-30 | UCOP+PPA | 0
0 | 2024-10-31 | UCOP+PPA | 0
1 | 2024-10-31 | UCOP+PPA | 0
2 | 2024-10-31 | UCOP+PPA | 0
3 | 2024-10-31 | UCOP+PPA | 0
4 | 2024-10-31 | UCOP+PPA | 0
5 | 2024-10-31 | UCOP+PPA | 0
6 | 2024-10-31 | UCOP+PPA | 0
7 | 2024-10-31 | UCOP+PPA | 0
8 | 2024-10-31 | UCOP+PPA | 0
9 | 2024-10-31 | UCOP+PPA | 0
10 | 2024-10-31 | UCOP+PPA | 0
11 | 2024-10-31 | UCOP+PPA | 0
12 | 2024-10-31 | UCOP+PPA | 0
13 | 2024-10-31 | UCOP+PPA | 0
14 | 2024-10-31 | UCOP+PPA | 0
15 | 2024-10-31 | UCOP+PPA | 0
16 | 2024-10-31 | UCOP+PPA | 0
17 | 2024-10-31 | UCOP+PPA | 0
18 | 2024-10-31 | UCOP+PPA | 0
19 | 2024-10-31 | UCOP+PPA | 0
20 | 2024-10-31 | UCOP+PPA | 0
21 | 2024-10-31 | UCOP+PPA | 0
22 | 2024-10-31 | UCOP+PPA | 0
23 | 2024-10-31 | UCOP+PPA | 0
0 | 2024-11-01 | UCOP+PPA | 0
1 | 2024-11-01 | UCOP+PPA | 0
2 | 2024-11-01 | UCOP+PPA | 0
3 | 2024-11-01 | UCOP+PPA | 0
4 | 2024-11-01 | UCOP+PPA | 0
5 | 2024-11-01 | UCOP+PPA | 0
6 | 2024-11-01 | UCOP+PPA | 0
7 | 2024-11-01 | UCOP+PPA | 0
8 | 2024-11-01 | UCOP+PPA | 0
9 | 2024-11-01 | UCOP+PPA | 0
10 | 2024-11-01 | UCOP+PPA | 0
11 | 2024-11-01 | UCOP+PPA | 0
12 | 2024-11-01 | UCOP+PPA | 0
13 | 2024-11-01 | UCOP+PPA | 0
14 | 2024-11-01 | UCOP+PPA | 0
15 | 2024-11-01 | UCOP+PPA | 0
16 | 2024-11-01 | UCOP+PPA | 0
17 | 2024-11-01 | UCOP+PPA | 0
18 | 2024-11-01 | UCOP+PPA | 0
19 | 2024-11-01 | UCOP+PPA | 0
20 | 2024-11-01 | UCOP+PPA | 0
21 | 2024-11-01 | UCOP+PPA | 0
22 | 2024-11-01 | UCOP+PPA | 0
23 | 2024-11-01 | UCOP+PPA | 0
0 | 2024-11-02 | UCOP+PPA | 0
1 | 2024-11-02 | UCOP+PPA | 0
2 | 2024-11-02 | UCOP+PPA | 0
3 | 2024-11-02 | UCOP+PPA | 0
4 | 2024-11-02 | UCOP+PPA | 0
5 | 2024-11-02 | UCOP+PPA | 0
6 | 2024-11-02 | UCOP+PPA | 0
7 | 2024-11-02 | UCOP+PPA | 0
8 | 2024-11-02 | UCOP+PPA | 0
9 | 2024-11-02 | UCOP+PPA | 0
10 | 2024-11-02 | UCOP+PPA | 0
11 | 2024-11-02 | UCOP+PPA | 0
12 | 2024-11-02 | UCOP+PPA | 0
13 | 2024-11-02 | UCOP+PPA | 0
14 | 2024-11-02 | UCOP+PPA | 0
15 | 2024-11-02 | UCOP+PPA | 0
16 | 2024-11-02 | UCOP+PPA | 0
17 | 2024-11-02 | UCOP+PPA | 0
18 | 2024-11-02 | UCOP+PPA | 0
19 | 2024-11-02 | UCOP+PPA | 0
20 | 2024-11-02 | UCOP+PPA | 0
21 | 2024-11-02 | UCOP+PPA | 0
22 | 2024-11-02 | UCOP+PPA | 0
23 | 2024-11-02 | UCOP+PPA | 0
0 | 2024-11-03 | UCOP+PPA | 0
1 | 2024-11-03 | UCOP+PPA | 0
2 | 2024-11-03 | UCOP+PPA | 0
3 | 2024-11-03 | UCOP+PPA | 0
4 | 2024-11-03 | UCOP+PPA | 0
5 | 2024-11-03 | UCOP+PPA | 0
6 | 2024-11-03 | UCOP+PPA | 0
7 | 2024-11-03 | UCOP+PPA | 0
8 | 2024-11-03 | UCOP+PPA | 0
9 | 2024-11-03 | UCOP+PPA | 0
10 | 2024-11-03 | UCOP+PPA | 0
11 | 2024-11-03 | UCOP+PPA | 0
12 | 2024-11-03 | UCOP+PPA | 0
13 | 2024-11-03 | UCOP+PPA | 0
14 | 2024-11-03 | UCOP+PPA | 0
15 | 2024-11-03 | UCOP+PPA | 0
16 | 2024-11-03 | UCOP+PPA | 0
17 | 2024-11-03 | UCOP+PPA | 0
18 | 2024-11-03 | UCOP+PPA | 0
19 | 2024-11-03 | UCOP+PPA | 0
20 | 2024-11-03 | UCOP+PPA | 0
21 | 2024-11-03 | UCOP+PPA | 0
22 | 2024-11-03 | UCOP+PPA | 0
23 | 2024-11-03 | UCOP+PPA | 0
0 | 2024-11-04 | UCOP+PPA | 0
1 | 2024-11-04 | UCOP+PPA | 0
2 | 2024-11-04 | UCOP+PPA | 0
3 | 2024-11-04 | UCOP+PPA | 0
4 | 2024-11-04 | UCOP+PPA | 0
5 | 2024-11-04 | UCOP+PPA | 0
6 | 2024-11-04 | UCOP+PPA | 0
7 | 2024-11-04 | UCOP+PPA | 0
8 | 2024-11-04 | UCOP+PPA | 0
9 | 2024-11-04 | UCOP+PPA | 0
10 | 2024-11-04 | UCOP+PPA | 0
11 | 2024-11-04 | UCOP+PPA | 0
12 | 2024-11-04 | UCOP+PPA | 0
13 | 2024-11-04 | UCOP+PPA | 0
14 | 2024-11-04 | UCOP+PPA | 0
15 | 2024-11-04 | UCOP+PPA | 0
16 | 2024-11-04 | UCOP+PPA | 0
17 | 2024-11-04 | UCOP+PPA | 0
18 | 2024-11-04 | UCOP+PPA | 0
19 | 2024-11-04 | UCOP+PPA | 0
20 | 2024-11-04 | UCOP+PPA | 0
21 | 2024-11-04 | UCOP+PPA | 0
22 | 2024-11-04 | UCOP+PPA | 0
23 | 2024-11-04 | UCOP+PPA | 0
0 | 2024-11-05 | UCOP+PPA | 0
1 | 2024-11-05 | UCOP+PPA | 0
2 | 2024-11-05 | UCOP+PPA | 0
3 | 2024-11-05 | UCOP+PPA | 0
4 | 2024-11-05 | UCOP+PPA | 0
5 | 2024-11-05 | UCOP+PPA | 0
6 | 2024-11-05 | UCOP+PPA | 0
7 | 2024-11-05 | UCOP+PPA | 0
8 | 2024-11-05 | UCOP+PPA | 0
9 | 2024-11-05 | UCOP+PPA | 0
10 | 2024-11-05 | UCOP+PPA | 0
11 | 2024-11-05 | UCOP+PPA | 0
12 | 2024-11-05 | UCOP+PPA | 0
13 | 2024-11-05 | UCOP+PPA | 0
14 | 2024-11-05 | UCOP+PPA | 0
15 | 2024-11-05 | UCOP+PPA | 0
16 | 2024-11-05 | UCOP+PPA | 0
17 | 2024-11-05 | UCOP+PPA | 0
18 | 2024-11-05 | UCOP+PPA | 0
19 | 2024-11-05 | UCOP+PPA | 0
20 | 2024-11-05 | UCOP+PPA | 0
21 | 2024-11-05 | UCOP+PPA | 0
22 | 2024-11-05 | UCOP+PPA | 0
23 | 2024-11-05 | UCOP+PPA | 0
0 | 2024-11-06 | UCOP+PPA | 0
1 | 2024-11-06 | UCOP+PPA | 0
2 | 2024-11-06 | UCOP+PPA | 0
3 | 2024-11-06 | UCOP+PPA | 0
4 | 2024-11-06 | UCOP+PPA | 0
5 | 2024-11-06 | UCOP+PPA | 0
6 | 2024-11-06 | UCOP+PPA | 0
7 | 2024-11-06 | UCOP+PPA | 0
8 | 2024-11-06 | UCOP+PPA | 0
9 | 2024-11-06 | UCOP+PPA | 0
10 | 2024-11-06 | UCOP+PPA | 0
11 | 2024-11-06 | UCOP+PPA | 0
12 | 2024-11-06 | UCOP+PPA | 0
13 | 2024-11-06 | UCOP+PPA | 0
14 | 2024-11-06 | UCOP+PPA | 0
15 | 2024-11-06 | UCOP+PPA | 0
16 | 2024-11-06 | UCOP+PPA | 0
17 | 2024-11-06 | UCOP+PPA | 0
18 | 2024-11-06 | UCOP+PPA | 0
19 | 2024-11-06 | UCOP+PPA | 0
20 | 2024-11-06 | UCOP+PPA | 0
21 | 2024-11-06 | UCOP+PPA | 0
22 | 2024-11-06 | UCOP+PPA | 0
23 | 2024-11-06 | UCOP+PPA | 0
0 | 2024-11-07 | UCOP+PPA | 0
1 | 2024-11-07 | UCOP+PPA | 0
2 | 2024-11-07 | UCOP+PPA | 0
3 | 2024-11-07 | UCOP+PPA | 0
4 | 2024-11-07 | UCOP+PPA | 0
5 | 2024-11-07 | UCOP+PPA | 0
6 | 2024-11-07 | UCOP+PPA | 0
7 | 2024-11-07 | UCOP+PPA | 0
8 | 2024-11-07 | UCOP+PPA | 0
9 | 2024-11-07 | UCOP+PPA | 0
10 | 2024-11-07 | UCOP+PPA | 0
11 | 2024-11-07 | UCOP+PPA | 0
12 | 2024-11-07 | UCOP+PPA | 0
13 | 2024-11-07 | UCOP+PPA | 0
14 | 2024-11-07 | UCOP+PPA | 0
15 | 2024-11-07 | UCOP+PPA | 0
16 | 2024-11-07 | UCOP+PPA | 0
17 | 2024-11-07 | UCOP+PPA | 0
18 | 2024-11-07 | UCOP+PPA | 0
19 | 2024-11-07 | UCOP+PPA | 0
20 | 2024-11-07 | UCOP+PPA | 0
21 | 2024-11-07 | UCOP+PPA | 0
22 | 2024-11-07 | UCOP+PPA | 0
23 | 2024-11-07 | UCOP+PPA | 0
0 | 2024-11-08 | UCOP+PPA | 0
1 | 2024-11-08 | UCOP+PPA | 0
2 | 2024-11-08 | UCOP+PPA | 0
3 | 2024-11-08 | UCOP+PPA | 0
4 | 2024-11-08 | UCOP+PPA | 0
5 | 2024-11-08 | UCOP+PPA | 0
6 | 2024-11-08 | UCOP+PPA | 0
7 | 2024-11-08 | UCOP+PPA | 0
8 | 2024-11-08 | UCOP+PPA | 0
9 | 2024-11-08 | UCOP+PPA | 0
10 | 2024-11-08 | UCOP+PPA | 0
11 | 2024-11-08 | UCOP+PPA | 0
12 | 2024-11-08 | UCOP+PPA | 0
13 | 2024-11-08 | UCOP+PPA | 0
14 | 2024-11-08 | UCOP+PPA | 0
15 | 2024-11-08 | UCOP+PPA | 0
16 | 2024-11-08 | UCOP+PPA | 0
17 | 2024-11-08 | UCOP+PPA | 0
18 | 2024-11-08 | UCOP+PPA | 0
19 | 2024-11-08 | UCOP+PPA | 0
20 | 2024-11-08 | UCOP+PPA | 0
21 | 2024-11-08 | UCOP+PPA | 0
22 | 2024-11-08 | UCOP+PPA | 0
23 | 2024-11-08 | UCOP+PPA | 0
0 | 2024-11-09 | UCOP+PPA | 0
1 | 2024-11-09 | UCOP+PPA | 0
2 | 2024-11-09 | UCOP+PPA | 0
3 | 2024-11-09 | UCOP+PPA | 0
4 | 2024-11-09 | UCOP+PPA | 0
5 | 2024-11-09 | UCOP+PPA | 0
6 | 2024-11-09 | UCOP+PPA | 0
7 | 2024-11-09 | UCOP+PPA | 0
8 | 2024-11-09 | UCOP+PPA | 0
9 | 2024-11-09 | UCOP+PPA | 0
10 | 2024-11-09 | UCOP+PPA | 0
11 | 2024-11-09 | UCOP+PPA | 0
12 | 2024-11-09 | UCOP+PPA | 0
13 | 2024-11-09 | UCOP+PPA | 0
14 | 2024-11-09 | UCOP+PPA | 0
15 | 2024-11-09 | UCOP+PPA | 0
16 | 2024-11-09 | UCOP+PPA | 0
17 | 2024-11-09 | UCOP+PPA | 0
18 | 2024-11-09 | UCOP+PPA | 0
19 | 2024-11-09 | UCOP+PPA | 0
20 | 2024-11-09 | UCOP+PPA | 0
21 | 2024-11-09 | UCOP+PPA | 0
22 | 2024-11-09 | UCOP+PPA | 0
23 | 2024-11-09 | UCOP+PPA | 0
0 | 2024-11-10 | UCOP+PPA | 0
1 | 2024-11-10 | UCOP+PPA | 0
2 | 2024-11-10 | UCOP+PPA | 0
3 | 2024-11-10 | UCOP+PPA | 0
4 | 2024-11-10 | UCOP+PPA | 0
5 | 2024-11-10 | UCOP+PPA | 0
6 | 2024-11-10 | UCOP+PPA | 0
7 | 2024-11-10 | UCOP+PPA | 0
8 | 2024-11-10 | UCOP+PPA | 0
9 | 2024-11-10 | UCOP+PPA | 0
10 | 2024-11-10 | UCOP+PPA | 0
11 | 2024-11-10 | UCOP+PPA | 0
12 | 2024-11-10 | UCOP+PPA | 0
13 | 2024-11-10 | UCOP+PPA | 0
14 | 2024-11-10 | UCOP+PPA | 0
15 | 2024-11-10 | UCOP+PPA | 0
16 | 2024-11-10 | UCOP+PPA | 0
17 | 2024-11-10 | UCOP+PPA | 0
18 | 2024-11-10 | UCOP+PPA | 0
19 | 2024-11-10 | UCOP+PPA | 0
20 | 2024-11-10 | UCOP+PPA | 0
21 | 2024-11-10 | UCOP+PPA | 0
22 | 2024-11-10 | UCOP+PPA | 0
23 | 2024-11-10 | UCOP+PPA | 0
0 | 2024-11-11 | UCOP+PPA | 0
1 | 2024-11-11 | UCOP+PPA | 0
2 | 2024-11-11 | UCOP+PPA | 0
3 | 2024-11-11 | UCOP+PPA | 0
4 | 2024-11-11 | UCOP+PPA | 0
5 | 2024-11-11 | UCOP+PPA | 0
6 | 2024-11-11 | UCOP+PPA | 0
7 | 2024-11-11 | UCOP+PPA | 0
8 | 2024-11-11 | UCOP+PPA | 0
9 | 2024-11-11 | UCOP+PPA | 0
10 | 2024-11-11 | UCOP+PPA | 0
11 | 2024-11-11 | UCOP+PPA | 0
12 | 2024-11-11 | UCOP+PPA | 0
13 | 2024-11-11 | UCOP+PPA | 0
14 | 2024-11-11 | UCOP+PPA | 0
15 | 2024-11-11 | UCOP+PPA | 0
16 | 2024-11-11 | UCOP+PPA | 0
17 | 2024-11-11 | UCOP+PPA | 0
18 | 2024-11-11 | UCOP+PPA | 0
19 | 2024-11-11 | UCOP+PPA | 0
20 | 2024-11-11 | UCOP+PPA | 0
21 | 2024-11-11 | UCOP+PPA | 0
22 | 2024-11-11 | UCOP+PPA | 0
23 | 2024-11-11 | UCOP+PPA | 0
0 | 2024-11-12 | UCOP+PPA | 0
1 | 2024-11-12 | UCOP+PPA | 0
2 | 2024-11-12 | UCOP+PPA | 0
3 | 2024-11-12 | UCOP+PPA | 0
4 | 2024-11-12 | UCOP+PPA | 0
5 | 2024-11-12 | UCOP+PPA | 0
6 | 2024-11-12 | UCOP+PPA | 0
7 | 2024-11-12 | UCOP+PPA | 0
8 | 2024-11-12 | UCOP+PPA | 0
9 | 2024-11-12 | UCOP+PPA | 0
10 | 2024-11-12 | UCOP+PPA | 0
11 | 2024-11-12 | UCOP+PPA | 0
12 | 2024-11-12 | UCOP+PPA | 0
13 | 2024-11-12 | UCOP+PPA | 0
14 | 2024-11-12 | UCOP+PPA | 0
15 | 2024-11-12 | UCOP+PPA | 0
16 | 2024-11-12 | UCOP+PPA | 0
17 | 2024-11-12 | UCOP+PPA | 0
18 | 2024-11-12 | UCOP+PPA | 0
19 | 2024-11-12 | UCOP+PPA | 0
20 | 2024-11-12 | UCOP+PPA | 0
21 | 2024-11-12 | UCOP+PPA | 0
22 | 2024-11-12 | UCOP+PPA | 0
23 | 2024-11-12 | UCOP+PPA | 0
0 | 2024-11-13 | UCOP+PPA | 0
1 | 2024-11-13 | UCOP+PPA | 0
2 | 2024-11-13 | UCOP+PPA | 0
3 | 2024-11-13 | UCOP+PPA | 0
4 | 2024-11-13 | UCOP+PPA | 0
5 | 2024-11-13 | UCOP+PPA | 0
6 | 2024-11-13 | UCOP+PPA | 0
7 | 2024-11-13 | UCOP+PPA | 0
8 | 2024-11-13 | UCOP+PPA | 0
9 | 2024-11-13 | UCOP+PPA | 0
10 | 2024-11-13 | UCOP+PPA | 0
11 | 2024-11-13 | UCOP+PPA | 0
12 | 2024-11-13 | UCOP+PPA | 0
13 | 2024-11-13 | UCOP+PPA | 0
14 | 2024-11-13 | UCOP+PPA | 0
15 | 2024-11-13 | UCOP+PPA | 0
16 | 2024-11-13 | UCOP+PPA | 0
17 | 2024-11-13 | UCOP+PPA | 0
18 | 2024-11-13 | UCOP+PPA | 0
19 | 2024-11-13 | UCOP+PPA | 0
20 | 2024-11-13 | UCOP+PPA | 0
21 | 2024-11-13 | UCOP+PPA | 0
22 | 2024-11-13 | UCOP+PPA | 0
23 | 2024-11-13 | UCOP+PPA | 0
0 | 2024-11-14 | UCOP+PPA | 0
1 | 2024-11-14 | UCOP+PPA | 0
2 | 2024-11-14 | UCOP+PPA | 0
3 | 2024-11-14 | UCOP+PPA | 0
4 | 2024-11-14 | UCOP+PPA | 0
5 | 2024-11-14 | UCOP+PPA | 0
6 | 2024-11-14 | UCOP+PPA | 0
7 | 2024-11-14 | UCOP+PPA | 0
8 | 2024-11-14 | UCOP+PPA | 0
9 | 2024-11-14 | UCOP+PPA | 0
10 | 2024-11-14 | UCOP+PPA | 0
11 | 2024-11-14 | UCOP+PPA | 0
12 | 2024-11-14 | UCOP+PPA | 0
13 | 2024-11-14 | UCOP+PPA | 0
14 | 2024-11-14 | UCOP+PPA | 0
15 | 2024-11-14 | UCOP+PPA | 0
16 | 2024-11-14 | UCOP+PPA | 0
17 | 2024-11-14 | UCOP+PPA | 0
18 | 2024-11-14 | UCOP+PPA | 0
19 | 2024-11-14 | UCOP+PPA | 0
20 | 2024-11-14 | UCOP+PPA | 0
21 | 2024-11-14 | UCOP+PPA | 0
22 | 2024-11-14 | UCOP+PPA | 0
23 | 2024-11-14 | UCOP+PPA | 0
0 | 2024-11-15 | UCOP+PPA | 0
1 | 2024-11-15 | UCOP+PPA | 0
2 | 2024-11-15 | UCOP+PPA | 0
3 | 2024-11-15 | UCOP+PPA | 0
4 | 2024-11-15 | UCOP+PPA | 0
5 | 2024-11-15 | UCOP+PPA | 0
6 | 2024-11-15 | UCOP+PPA | 0
7 | 2024-11-15 | UCOP+PPA | 0
8 | 2024-11-15 | UCOP+PPA | 0
9 | 2024-11-15 | UCOP+PPA | 0
10 | 2024-11-15 | UCOP+PPA | 0
11 | 2024-11-15 | UCOP+PPA | 0
12 | 2024-11-15 | UCOP+PPA | 0
13 | 2024-11-15 | UCOP+PPA | 0
14 | 2024-11-15 | UCOP+PPA | 0
15 | 2024-11-15 | UCOP+PPA | 0
16 | 2024-11-15 | UCOP+PPA | 0
17 | 2024-11-15 | UCOP+PPA | 0
18 | 2024-11-15 | UCOP+PPA | 0
19 | 2024-11-15 | UCOP+PPA | 0
20 | 2024-11-15 | UCOP+PPA | 0
21 | 2024-11-15 | UCOP+PPA | 0
22 | 2024-11-15 | UCOP+PPA | 0
23 | 2024-11-15 | UCOP+PPA | 0
0 | 2024-11-16 | UCOP+PPA | 0
1 | 2024-11-16 | UCOP+PPA | 0
2 | 2024-11-16 | UCOP+PPA | 0
3 | 2024-11-16 | UCOP+PPA | 0
4 | 2024-11-16 | UCOP+PPA | 0
5 | 2024-11-16 | UCOP+PPA | 0
6 | 2024-11-16 | UCOP+PPA | 0
7 | 2024-11-16 | UCOP+PPA | 0
8 | 2024-11-16 | UCOP+PPA | 0
9 | 2024-11-16 | UCOP+PPA | 0
10 | 2024-11-16 | UCOP+PPA | 0
11 | 2024-11-16 | UCOP+PPA | 0
12 | 2024-11-16 | UCOP+PPA | 0
13 | 2024-11-16 | UCOP+PPA | 0
14 | 2024-11-16 | UCOP+PPA | 0
15 | 2024-11-16 | UCOP+PPA | 0
16 | 2024-11-16 | UCOP+PPA | 0
17 | 2024-11-16 | UCOP+PPA | 0
18 | 2024-11-16 | UCOP+PPA | 0
19 | 2024-11-16 | UCOP+PPA | 0
20 | 2024-11-16 | UCOP+PPA | 0
21 | 2024-11-16 | UCOP+PPA | 0
22 | 2024-11-16 | UCOP+PPA | 0
23 | 2024-11-16 | UCOP+PPA | 0
0 | 2024-11-17 | UCOP+PPA | 0
1 | 2024-11-17 | UCOP+PPA | 0
2 | 2024-11-17 | UCOP+PPA | 0
3 | 2024-11-17 | UCOP+PPA | 0
4 | 2024-11-17 | UCOP+PPA | 0
5 | 2024-11-17 | UCOP+PPA | 0
6 | 2024-11-17 | UCOP+PPA | 0
7 | 2024-11-17 | UCOP+PPA | 0
8 | 2024-11-17 | UCOP+PPA | 0
9 | 2024-11-17 | UCOP+PPA | 0
10 | 2024-11-17 | UCOP+PPA | 0
11 | 2024-11-17 | UCOP+PPA | 0
12 | 2024-11-17 | UCOP+PPA | 0
13 | 2024-11-17 | UCOP+PPA | 0
14 | 2024-11-17 | UCOP+PPA | 0
15 | 2024-11-17 | UCOP+PPA | 0
16 | 2024-11-17 | UCOP+PPA | 0
17 | 2024-11-17 | UCOP+PPA | 0
18 | 2024-11-17 | UCOP+PPA | 0
19 | 2024-11-17 | UCOP+PPA | 0
20 | 2024-11-17 | UCOP+PPA | 0
21 | 2024-11-17 | UCOP+PPA | 0
22 | 2024-11-17 | UCOP+PPA | 0
23 | 2024-11-17 | UCOP+PPA | 0
0 | 2024-11-18 | UCOP+PPA | 0
1 | 2024-11-18 | UCOP+PPA | 0
2 | 2024-11-18 | UCOP+PPA | 0
3 | 2024-11-18 | UCOP+PPA | 0
4 | 2024-11-18 | UCOP+PPA | 0
5 | 2024-11-18 | UCOP+PPA | 0
6 | 2024-11-18 | UCOP+PPA | 0
7 | 2024-11-18 | UCOP+PPA | 0
8 | 2024-11-18 | UCOP+PPA | 0
9 | 2024-11-18 | UCOP+PPA | 0
10 | 2024-11-18 | UCOP+PPA | 0
11 | 2024-11-18 | UCOP+PPA | 0
12 | 2024-11-18 | UCOP+PPA | 0
13 | 2024-11-18 | UCOP+PPA | 0
14 | 2024-11-18 | UCOP+PPA | 0
15 | 2024-11-18 | UCOP+PPA | 0
16 | 2024-11-18 | UCOP+PPA | 0
17 | 2024-11-18 | UCOP+PPA | 0
18 | 2024-11-18 | UCOP+PPA | 0
19 | 2024-11-18 | UCOP+PPA | 0
20 | 2024-11-18 | UCOP+PPA | 0
21 | 2024-11-18 | UCOP+PPA | 0
22 | 2024-11-18 | UCOP+PPA | 0
23 | 2024-11-18 | UCOP+PPA | 0
0 | 2024-11-19 | UCOP+PPA | 0
1 | 2024-11-19 | UCOP+PPA | 0
2 | 2024-11-19 | UCOP+PPA | 0
3 | 2024-11-19 | UCOP+PPA | 0
4 | 2024-11-19 | UCOP+PPA | 0
5 | 2024-11-19 | UCOP+PPA | 0
6 | 2024-11-19 | UCOP+PPA | 0
7 | 2024-11-19 | UCOP+PPA | 0
8 | 2024-11-19 | UCOP+PPA | 0
9 | 2024-11-19 | UCOP+PPA | 0
10 | 2024-11-19 | UCOP+PPA | 0
11 | 2024-11-19 | UCOP+PPA | 0
12 | 2024-11-19 | UCOP+PPA | 0
13 | 2024-11-19 | UCOP+PPA | 0
14 | 2024-11-19 | UCOP+PPA | 0
15 | 2024-11-19 | UCOP+PPA | 0
16 | 2024-11-19 | UCOP+PPA | 0
17 | 2024-11-19 | UCOP+PPA | 0
18 | 2024-11-19 | UCOP+PPA | 0
19 | 2024-11-19 | UCOP+PPA | 0
20 | 2024-11-19 | UCOP+PPA | 0
21 | 2024-11-19 | UCOP+PPA | 0
22 | 2024-11-19 | UCOP+PPA | 0
23 | 2024-11-19 | UCOP+PPA | 0
0 | 2024-11-20 | UCOP+PPA | 0
1 | 2024-11-20 | UCOP+PPA | 0
2 | 2024-11-20 | UCOP+PPA | 0
3 | 2024-11-20 | UCOP+PPA | 0
4 | 2024-11-20 | UCOP+PPA | 0
5 | 2024-11-20 | UCOP+PPA | 0
6 | 2024-11-20 | UCOP+PPA | 0
7 | 2024-11-20 | UCOP+PPA | 0
8 | 2024-11-20 | UCOP+PPA | 0
9 | 2024-11-20 | UCOP+PPA | 0
10 | 2024-11-20 | UCOP+PPA | 0
11 | 2024-11-20 | UCOP+PPA | 0
12 | 2024-11-20 | UCOP+PPA | 0
13 | 2024-11-20 | UCOP+PPA | 0
14 | 2024-11-20 | UCOP+PPA | 0
15 | 2024-11-20 | UCOP+PPA | 0
16 | 2024-11-20 | UCOP+PPA | 0
17 | 2024-11-20 | UCOP+PPA | 0
18 | 2024-11-20 | UCOP+PPA | 0
19 | 2024-11-20 | UCOP+PPA | 0
20 | 2024-11-20 | UCOP+PPA | 0
21 | 2024-11-20 | UCOP+PPA | 0
22 | 2024-11-20 | UCOP+PPA | 0
23 | 2024-11-20 | UCOP+PPA | 0
0 | 2024-11-21 | UCOP+PPA | 0
1 | 2024-11-21 | UCOP+PPA | 0
2 | 2024-11-21 | UCOP+PPA | 0
3 | 2024-11-21 | UCOP+PPA | 0
4 | 2024-11-21 | UCOP+PPA | 0
5 | 2024-11-21 | UCOP+PPA | 0
6 | 2024-11-21 | UCOP+PPA | 0
7 | 2024-11-21 | UCOP+PPA | 0
8 | 2024-11-21 | UCOP+PPA | 0
9 | 2024-11-21 | UCOP+PPA | 0
10 | 2024-11-21 | UCOP+PPA | 0
11 | 2024-11-21 | UCOP+PPA | 0
12 | 2024-11-21 | UCOP+PPA | 0
13 | 2024-11-21 | UCOP+PPA | 0
14 | 2024-11-21 | UCOP+PPA | 0
15 | 2024-11-21 | UCOP+PPA | 0
16 | 2024-11-21 | UCOP+PPA | 0
17 | 2024-11-21 | UCOP+PPA | 0
18 | 2024-11-21 | UCOP+PPA | 0
19 | 2024-11-21 | UCOP+PPA | 0
20 | 2024-11-21 | UCOP+PPA | 0
21 | 2024-11-21 | UCOP+PPA | 0
22 | 2024-11-21 | UCOP+PPA | 0
23 | 2024-11-21 | UCOP+PPA | 0
0 | 2024-11-22 | UCOP+PPA | 0
1 | 2024-11-22 | UCOP+PPA | 0
2 | 2024-11-22 | UCOP+PPA | 0
3 | 2024-11-22 | UCOP+PPA | 0
4 | 2024-11-22 | UCOP+PPA | 0
5 | 2024-11-22 | UCOP+PPA | 0
6 | 2024-11-22 | UCOP+PPA | 0
7 | 2024-11-22 | UCOP+PPA | 0
8 | 2024-11-22 | UCOP+PPA | 0
9 | 2024-11-22 | UCOP+PPA | 0
10 | 2024-11-22 | UCOP+PPA | 0
11 | 2024-11-22 | UCOP+PPA | 0
12 | 2024-11-22 | UCOP+PPA | 0
13 | 2024-11-22 | UCOP+PPA | 0
14 | 2024-11-22 | UCOP+PPA | 0
15 | 2024-11-22 | UCOP+PPA | 0
16 | 2024-11-22 | UCOP+PPA | 0
17 | 2024-11-22 | UCOP+PPA | 0
18 | 2024-11-22 | UCOP+PPA | 0
19 | 2024-11-22 | UCOP+PPA | 0
20 | 2024-11-22 | UCOP+PPA | 0
21 | 2024-11-22 | UCOP+PPA | 0
22 | 2024-11-22 | UCOP+PPA | 0
23 | 2024-11-22 | UCOP+PPA | 0
0 | 2024-11-23 | UCOP+PPA | 0
1 | 2024-11-23 | UCOP+PPA | 0
2 | 2024-11-23 | UCOP+PPA | 0
3 | 2024-11-23 | UCOP+PPA | 0
4 | 2024-11-23 | UCOP+PPA | 0
5 | 2024-11-23 | UCOP+PPA | 0
6 | 2024-11-23 | UCOP+PPA | 0
7 | 2024-11-23 | UCOP+PPA | 0
8 | 2024-11-23 | UCOP+PPA | 0
9 | 2024-11-23 | UCOP+PPA | 0
10 | 2024-11-23 | UCOP+PPA | 0
11 | 2024-11-23 | UCOP+PPA | 0
12 | 2024-11-23 | UCOP+PPA | 0
13 | 2024-11-23 | UCOP+PPA | 0
14 | 2024-11-23 | UCOP+PPA | 0
15 | 2024-11-23 | UCOP+PPA | 0
16 | 2024-11-23 | UCOP+PPA | 0
17 | 2024-11-23 | UCOP+PPA | 0
18 | 2024-11-23 | UCOP+PPA | 0
19 | 2024-11-23 | UCOP+PPA | 0
20 | 2024-11-23 | UCOP+PPA | 0
21 | 2024-11-23 | UCOP+PPA | 0
22 | 2024-11-23 | UCOP+PPA | 0
23 | 2024-11-23 | UCOP+PPA | 0
0 | 2024-11-24 | UCOP+PPA | 0
1 | 2024-11-24 | UCOP+PPA | 0
2 | 2024-11-24 | UCOP+PPA | 0
3 | 2024-11-24 | UCOP+PPA | 0
4 | 2024-11-24 | UCOP+PPA | 0
5 | 2024-11-24 | UCOP+PPA | 0
6 | 2024-11-24 | UCOP+PPA | 0
7 | 2024-11-24 | UCOP+PPA | 0
8 | 2024-11-24 | UCOP+PPA | 0
9 | 2024-11-24 | UCOP+PPA | 0
10 | 2024-11-24 | UCOP+PPA | 0
11 | 2024-11-24 | UCOP+PPA | 0
12 | 2024-11-24 | UCOP+PPA | 0
13 | 2024-11-24 | UCOP+PPA | 0
14 | 2024-11-24 | UCOP+PPA | 0
15 | 2024-11-24 | UCOP+PPA | 0
16 | 2024-11-24 | UCOP+PPA | 0
17 | 2024-11-24 | UCOP+PPA | 0
18 | 2024-11-24 | UCOP+PPA | 0
19 | 2024-11-24 | UCOP+PPA | 0
20 | 2024-11-24 | UCOP+PPA | 0
21 | 2024-11-24 | UCOP+PPA | 0
22 | 2024-11-24 | UCOP+PPA | 0
23 | 2024-11-24 | UCOP+PPA | 0
0 | 2024-11-25 | UCOP+PPA | 0
1 | 2024-11-25 | UCOP+PPA | 0
2 | 2024-11-25 | UCOP+PPA | 0
3 | 2024-11-25 | UCOP+PPA | 0
4 | 2024-11-25 | UCOP+PPA | 0
5 | 2024-11-25 | UCOP+PPA | 0
6 | 2024-11-25 | UCOP+PPA | 0
7 | 2024-11-25 | UCOP+PPA | 0
8 | 2024-11-25 | UCOP+PPA | 0
9 | 2024-11-25 | UCOP+PPA | 0
10 | 2024-11-25 | UCOP+PPA | 0
11 | 2024-11-25 | UCOP+PPA | 0
12 | 2024-11-25 | UCOP+PPA | 0
13 | 2024-11-25 | UCOP+PPA | 0
14 | 2024-11-25 | UCOP+PPA | 0
15 | 2024-11-25 | UCOP+PPA | 0
16 | 2024-11-25 | UCOP+PPA | 0
17 | 2024-11-25 | UCOP+PPA | 0
18 | 2024-11-25 | UCOP+PPA | 0
19 | 2024-11-25 | UCOP+PPA | 0
20 | 2024-11-25 | UCOP+PPA | 0
21 | 2024-11-25 | UCOP+PPA | 0
22 | 2024-11-25 | UCOP+PPA | 0
23 | 2024-11-25 | UCOP+PPA | 0
0 | 2024-11-26 | UCOP+PPA | 0
1 | 2024-11-26 | UCOP+PPA | 0
2 | 2024-11-26 | UCOP+PPA | 0
3 | 2024-11-26 | UCOP+PPA | 0
4 | 2024-11-26 | UCOP+PPA | 0
5 | 2024-11-26 | UCOP+PPA | 0
6 | 2024-11-26 | UCOP+PPA | 0
7 | 2024-11-26 | UCOP+PPA | 0
8 | 2024-11-26 | UCOP+PPA | 0
9 | 2024-11-26 | UCOP+PPA | 0
10 | 2024-11-26 | UCOP+PPA | 0
11 | 2024-11-26 | UCOP+PPA | 0
12 | 2024-11-26 | UCOP+PPA | 0
13 | 2024-11-26 | UCOP+PPA | 0
14 | 2024-11-26 | UCOP+PPA | 0
15 | 2024-11-26 | UCOP+PPA | 0
16 | 2024-11-26 | UCOP+PPA | 0
17 | 2024-11-26 | UCOP+PPA | 0
18 | 2024-11-26 | UCOP+PPA | 0
19 | 2024-11-26 | UCOP+PPA | 0
20 | 2024-11-26 | UCOP+PPA | 0
21 | 2024-11-26 | UCOP+PPA | 0
22 | 2024-11-26 | UCOP+PPA | 0
23 | 2024-11-26 | UCOP+PPA | 0
0 | 2024-11-27 | UCOP+PPA | 0
1 | 2024-11-27 | UCOP+PPA | 0
2 | 2024-11-27 | UCOP+PPA | 0
3 | 2024-11-27 | UCOP+PPA | 0
4 | 2024-11-27 | UCOP+PPA | 0
5 | 2024-11-27 | UCOP+PPA | 0
6 | 2024-11-27 | UCOP+PPA | 0
7 | 2024-11-27 | UCOP+PPA | 0
8 | 2024-11-27 | UCOP+PPA | 0
9 | 2024-11-27 | UCOP+PPA | 0
10 | 2024-11-27 | UCOP+PPA | 0
11 | 2024-11-27 | UCOP+PPA | 0
12 | 2024-11-27 | UCOP+PPA | 0
13 | 2024-11-27 | UCOP+PPA | 0
14 | 2024-11-27 | UCOP+PPA | 0
15 | 2024-11-27 | UCOP+PPA | 0
16 | 2024-11-27 | UCOP+PPA | 0
17 | 2024-11-27 | UCOP+PPA | 0
18 | 2024-11-27 | UCOP+PPA | 0
19 | 2024-11-27 | UCOP+PPA | 0
20 | 2024-11-27 | UCOP+PPA | 0
21 | 2024-11-27 | UCOP+PPA | 0
22 | 2024-11-27 | UCOP+PPA | 0
23 | 2024-11-27 | UCOP+PPA | 0
0 | 2024-11-28 | UCOP+PPA | 0
1 | 2024-11-28 | UCOP+PPA | 0
2 | 2024-11-28 | UCOP+PPA | 0
3 | 2024-11-28 | UCOP+PPA | 0
4 | 2024-11-28 | UCOP+PPA | 0
5 | 2024-11-28 | UCOP+PPA | 0
6 | 2024-11-28 | UCOP+PPA | 0
7 | 2024-11-28 | UCOP+PPA | 0
8 | 2024-11-28 | UCOP+PPA | 0
9 | 2024-11-28 | UCOP+PPA | 0
10 | 2024-11-28 | UCOP+PPA | 0
11 | 2024-11-28 | UCOP+PPA | 0
12 | 2024-11-28 | UCOP+PPA | 0
13 | 2024-11-28 | UCOP+PPA | 0
14 | 2024-11-28 | UCOP+PPA | 0
15 | 2024-11-28 | UCOP+PPA | 0
16 | 2024-11-28 | UCOP+PPA | 0
17 | 2024-11-28 | UCOP+PPA | 0
18 | 2024-11-28 | UCOP+PPA | 0
19 | 2024-11-28 | UCOP+PPA | 0
20 | 2024-11-28 | UCOP+PPA | 0
21 | 2024-11-28 | UCOP+PPA | 0
22 | 2024-11-28 | UCOP+PPA | 0
23 | 2024-11-28 | UCOP+PPA | 0
0 | 2024-11-29 | UCOP+PPA | 0
1 | 2024-11-29 | UCOP+PPA | 0
2 | 2024-11-29 | UCOP+PPA | 0
3 | 2024-11-29 | UCOP+PPA | 0
4 | 2024-11-29 | UCOP+PPA | 0
5 | 2024-11-29 | UCOP+PPA | 0
6 | 2024-11-29 | UCOP+PPA | 0
7 | 2024-11-29 | UCOP+PPA | 0
8 | 2024-11-29 | UCOP+PPA | 0
9 | 2024-11-29 | UCOP+PPA | 0
10 | 2024-11-29 | UCOP+PPA | 0
11 | 2024-11-29 | UCOP+PPA | 0
12 | 2024-11-29 | UCOP+PPA | 0
13 | 2024-11-29 | UCOP+PPA | 0
14 | 2024-11-29 | UCOP+PPA | 0
15 | 2024-11-29 | UCOP+PPA | 0
16 | 2024-11-29 | UCOP+PPA | 0
17 | 2024-11-29 | UCOP+PPA | 0
18 | 2024-11-29 | UCOP+PPA | 0
19 | 2024-11-29 | UCOP+PPA | 0
20 | 2024-11-29 | UCOP+PPA | 0
21 | 2024-11-29 | UCOP+PPA | 0
22 | 2024-11-29 | UCOP+PPA | 0
23 | 2024-11-29 | UCOP+PPA | 0
0 | 2024-11-30 | UCOP+PPA | 0
1 | 2024-11-30 | UCOP+PPA | 0
2 | 2024-11-30 | UCOP+PPA | 0
3 | 2024-11-30 | UCOP+PPA | 0
4 | 2024-11-30 | UCOP+PPA | 0
5 | 2024-11-30 | UCOP+PPA | 0
6 | 2024-11-30 | UCOP+PPA | 0
7 | 2024-11-30 | UCOP+PPA | 0
8 | 2024-11-30 | UCOP+PPA | 0
9 | 2024-11-30 | UCOP+PPA | 0
10 | 2024-11-30 | UCOP+PPA | 0
11 | 2024-11-30 | UCOP+PPA | 0
12 | 2024-11-30 | UCOP+PPA | 0
13 | 2024-11-30 | UCOP+PPA | 0
14 | 2024-11-30 | UCOP+PPA | 0
15 | 2024-11-30 | UCOP+PPA | 0
16 | 2024-11-30 | UCOP+PPA | 0
17 | 2024-11-30 | UCOP+PPA | 0
18 | 2024-11-30 | UCOP+PPA | 0
19 | 2024-11-30 | UCOP+PPA | 0
20 | 2024-11-30 | UCOP+PPA | 0
21 | 2024-11-30 | UCOP+PPA | 0
22 | 2024-11-30 | UCOP+PPA | 0
23 | 2024-11-30 | UCOP+PPA | 0
0 | 2024-12-01 | UCOP+PPA | 0
1 | 2024-12-01 | UCOP+PPA | 0
2 | 2024-12-01 | UCOP+PPA | 0
3 | 2024-12-01 | UCOP+PPA | 0
4 | 2024-12-01 | UCOP+PPA | 0
5 | 2024-12-01 | UCOP+PPA | 0
6 | 2024-12-01 | UCOP+PPA | 0
7 | 2024-12-01 | UCOP+PPA | 0
8 | 2024-12-01 | UCOP+PPA | 0
9 | 2024-12-01 | UCOP+PPA | 0
10 | 2024-12-01 | UCOP+PPA | 0
11 | 2024-12-01 | UCOP+PPA | 0
12 | 2024-12-01 | UCOP+PPA | 0
13 | 2024-12-01 | UCOP+PPA | 0
14 | 2024-12-01 | UCOP+PPA | 0
15 | 2024-12-01 | UCOP+PPA | 0
16 | 2024-12-01 | UCOP+PPA | 0
17 | 2024-12-01 | UCOP+PPA | 0
18 | 2024-12-01 | UCOP+PPA | 0
19 | 2024-12-01 | UCOP+PPA | 0
20 | 2024-12-01 | UCOP+PPA | 0
21 | 2024-12-01 | UCOP+PPA | 0
22 | 2024-12-01 | UCOP+PPA | 0
23 | 2024-12-01 | UCOP+PPA | 0
0 | 2024-12-02 | UCOP+PPA | 0
1 | 2024-12-02 | UCOP+PPA | 0
2 | 2024-12-02 | UCOP+PPA | 0
3 | 2024-12-02 | UCOP+PPA | 0
4 | 2024-12-02 | UCOP+PPA | 0
5 | 2024-12-02 | UCOP+PPA | 0
6 | 2024-12-02 | UCOP+PPA | 0
7 | 2024-12-02 | UCOP+PPA | 0
8 | 2024-12-02 | UCOP+PPA | 0
9 | 2024-12-02 | UCOP+PPA | 0
10 | 2024-12-02 | UCOP+PPA | 0
11 | 2024-12-02 | UCOP+PPA | 0
12 | 2024-12-02 | UCOP+PPA | 0
13 | 2024-12-02 | UCOP+PPA | 0
14 | 2024-12-02 | UCOP+PPA | 0
15 | 2024-12-02 | UCOP+PPA | 0
16 | 2024-12-02 | UCOP+PPA | 0
17 | 2024-12-02 | UCOP+PPA | 0
18 | 2024-12-02 | UCOP+PPA | 0
19 | 2024-12-02 | UCOP+PPA | 0
20 | 2024-12-02 | UCOP+PPA | 0
21 | 2024-12-02 | UCOP+PPA | 0
22 | 2024-12-02 | UCOP+PPA | 0
23 | 2024-12-02 | UCOP+PPA | 0
0 | 2024-12-03 | UCOP+PPA | 0
1 | 2024-12-03 | UCOP+PPA | 0
2 | 2024-12-03 | UCOP+PPA | 0
3 | 2024-12-03 | UCOP+PPA | 0
4 | 2024-12-03 | UCOP+PPA | 0
5 | 2024-12-03 | UCOP+PPA | 0
6 | 2024-12-03 | UCOP+PPA | 0
7 | 2024-12-03 | UCOP+PPA | 0
8 | 2024-12-03 | UCOP+PPA | 0
9 | 2024-12-03 | UCOP+PPA | 0
10 | 2024-12-03 | UCOP+PPA | 0
11 | 2024-12-03 | UCOP+PPA | 0
12 | 2024-12-03 | UCOP+PPA | 0
13 | 2024-12-03 | UCOP+PPA | 0
14 | 2024-12-03 | UCOP+PPA | 0
15 | 2024-12-03 | UCOP+PPA | 0
16 | 2024-12-03 | UCOP+PPA | 0
17 | 2024-12-03 | UCOP+PPA | 0
18 | 2024-12-03 | UCOP+PPA | 0
19 | 2024-12-03 | UCOP+PPA | 0
20 | 2024-12-03 | UCOP+PPA | 0
21 | 2024-12-03 | UCOP+PPA | 0
22 | 2024-12-03 | UCOP+PPA | 0
23 | 2024-12-03 | UCOP+PPA | 0
0 | 2024-12-04 | UCOP+PPA | 0
1 | 2024-12-04 | UCOP+PPA | 0
2 | 2024-12-04 | UCOP+PPA | 0
3 | 2024-12-04 | UCOP+PPA | 0
4 | 2024-12-04 | UCOP+PPA | 0
5 | 2024-12-04 | UCOP+PPA | 0
6 | 2024-12-04 | UCOP+PPA | 0
7 | 2024-12-04 | UCOP+PPA | 0
8 | 2024-12-04 | UCOP+PPA | 0
9 | 2024-12-04 | UCOP+PPA | 0
10 | 2024-12-04 | UCOP+PPA | 0
11 | 2024-12-04 | UCOP+PPA | 0
12 | 2024-12-04 | UCOP+PPA | 0
13 | 2024-12-04 | UCOP+PPA | 0
14 | 2024-12-04 | UCOP+PPA | 0
15 | 2024-12-04 | UCOP+PPA | 0
16 | 2024-12-04 | UCOP+PPA | 0
17 | 2024-12-04 | UCOP+PPA | 0
18 | 2024-12-04 | UCOP+PPA | 0
19 | 2024-12-04 | UCOP+PPA | 0
20 | 2024-12-04 | UCOP+PPA | 0
21 | 2024-12-04 | UCOP+PPA | 0
22 | 2024-12-04 | UCOP+PPA | 0
23 | 2024-12-04 | UCOP+PPA | 0
0 | 2024-12-05 | UCOP+PPA | 0
1 | 2024-12-05 | UCOP+PPA | 0
2 | 2024-12-05 | UCOP+PPA | 0
3 | 2024-12-05 | UCOP+PPA | 0
4 | 2024-12-05 | UCOP+PPA | 0
5 | 2024-12-05 | UCOP+PPA | 0
6 | 2024-12-05 | UCOP+PPA | 0
7 | 2024-12-05 | UCOP+PPA | 0
8 | 2024-12-05 | UCOP+PPA | 0
9 | 2024-12-05 | UCOP+PPA | 0
10 | 2024-12-05 | UCOP+PPA | 0
11 | 2024-12-05 | UCOP+PPA | 0
12 | 2024-12-05 | UCOP+PPA | 0
13 | 2024-12-05 | UCOP+PPA | 0
14 | 2024-12-05 | UCOP+PPA | 0
15 | 2024-12-05 | UCOP+PPA | 0
16 | 2024-12-05 | UCOP+PPA | 0
17 | 2024-12-05 | UCOP+PPA | 0
18 | 2024-12-05 | UCOP+PPA | 0
19 | 2024-12-05 | UCOP+PPA | 0
20 | 2024-12-05 | UCOP+PPA | 0
21 | 2024-12-05 | UCOP+PPA | 0
22 | 2024-12-05 | UCOP+PPA | 0
23 | 2024-12-05 | UCOP+PPA | 0
0 | 2024-12-06 | UCOP+PPA | 0
1 | 2024-12-06 | UCOP+PPA | 0
2 | 2024-12-06 | UCOP+PPA | 0
3 | 2024-12-06 | UCOP+PPA | 0
4 | 2024-12-06 | UCOP+PPA | 0
5 | 2024-12-06 | UCOP+PPA | 0
6 | 2024-12-06 | UCOP+PPA | 0
7 | 2024-12-06 | UCOP+PPA | 0
8 | 2024-12-06 | UCOP+PPA | 0
9 | 2024-12-06 | UCOP+PPA | 0
10 | 2024-12-06 | UCOP+PPA | 0
11 | 2024-12-06 | UCOP+PPA | 0
12 | 2024-12-06 | UCOP+PPA | 0
13 | 2024-12-06 | UCOP+PPA | 0
14 | 2024-12-06 | UCOP+PPA | 0
15 | 2024-12-06 | UCOP+PPA | 0
16 | 2024-12-06 | UCOP+PPA | 0
17 | 2024-12-06 | UCOP+PPA | 0
18 | 2024-12-06 | UCOP+PPA | 0
19 | 2024-12-06 | UCOP+PPA | 0
20 | 2024-12-06 | UCOP+PPA | 0
21 | 2024-12-06 | UCOP+PPA | 0
22 | 2024-12-06 | UCOP+PPA | 0
23 | 2024-12-06 | UCOP+PPA | 0
0 | 2024-12-07 | UCOP+PPA | 0
1 | 2024-12-07 | UCOP+PPA | 0
2 | 2024-12-07 | UCOP+PPA | 0
3 | 2024-12-07 | UCOP+PPA | 0
4 | 2024-12-07 | UCOP+PPA | 0
5 | 2024-12-07 | UCOP+PPA | 0
6 | 2024-12-07 | UCOP+PPA | 0
7 | 2024-12-07 | UCOP+PPA | 0
8 | 2024-12-07 | UCOP+PPA | 0
9 | 2024-12-07 | UCOP+PPA | 0
10 | 2024-12-07 | UCOP+PPA | 0
11 | 2024-12-07 | UCOP+PPA | 0
12 | 2024-12-07 | UCOP+PPA | 0
13 | 2024-12-07 | UCOP+PPA | 0
14 | 2024-12-07 | UCOP+PPA | 0
15 | 2024-12-07 | UCOP+PPA | 0
16 | 2024-12-07 | UCOP+PPA | 0
17 | 2024-12-07 | UCOP+PPA | 0
18 | 2024-12-07 | UCOP+PPA | 0
19 | 2024-12-07 | UCOP+PPA | 0
20 | 2024-12-07 | UCOP+PPA | 0
21 | 2024-12-07 | UCOP+PPA | 0
22 | 2024-12-07 | UCOP+PPA | 0
23 | 2024-12-07 | UCOP+PPA | 0
0 | 2024-12-08 | UCOP+PPA | 0
1 | 2024-12-08 | UCOP+PPA | 0
2 | 2024-12-08 | UCOP+PPA | 0
3 | 2024-12-08 | UCOP+PPA | 0
4 | 2024-12-08 | UCOP+PPA | 0
5 | 2024-12-08 | UCOP+PPA | 0
6 | 2024-12-08 | UCOP+PPA | 0
7 | 2024-12-08 | UCOP+PPA | 0
8 | 2024-12-08 | UCOP+PPA | 0
9 | 2024-12-08 | UCOP+PPA | 0
10 | 2024-12-08 | UCOP+PPA | 0
11 | 2024-12-08 | UCOP+PPA | 0
12 | 2024-12-08 | UCOP+PPA | 0
13 | 2024-12-08 | UCOP+PPA | 0
14 | 2024-12-08 | UCOP+PPA | 0
15 | 2024-12-08 | UCOP+PPA | 0
16 | 2024-12-08 | UCOP+PPA | 0
17 | 2024-12-08 | UCOP+PPA | 0
18 | 2024-12-08 | UCOP+PPA | 0
19 | 2024-12-08 | UCOP+PPA | 0
20 | 2024-12-08 | UCOP+PPA | 0
21 | 2024-12-08 | UCOP+PPA | 0
22 | 2024-12-08 | UCOP+PPA | 0
23 | 2024-12-08 | UCOP+PPA | 0
0 | 2024-12-09 | UCOP+PPA | 0
1 | 2024-12-09 | UCOP+PPA | 0
2 | 2024-12-09 | UCOP+PPA | 0
3 | 2024-12-09 | UCOP+PPA | 0
4 | 2024-12-09 | UCOP+PPA | 0
5 | 2024-12-09 | UCOP+PPA | 0
6 | 2024-12-09 | UCOP+PPA | 0
7 | 2024-12-09 | UCOP+PPA | 0
8 | 2024-12-09 | UCOP+PPA | 0
9 | 2024-12-09 | UCOP+PPA | 0
10 | 2024-12-09 | UCOP+PPA | 0
11 | 2024-12-09 | UCOP+PPA | 0
12 | 2024-12-09 | UCOP+PPA | 0
13 | 2024-12-09 | UCOP+PPA | 0
14 | 2024-12-09 | UCOP+PPA | 0
15 | 2024-12-09 | UCOP+PPA | 0
16 | 2024-12-09 | UCOP+PPA | 0
17 | 2024-12-09 | UCOP+PPA | 0
18 | 2024-12-09 | UCOP+PPA | 0
19 | 2024-12-09 | UCOP+PPA | 0
20 | 2024-12-09 | UCOP+PPA | 0
21 | 2024-12-09 | UCOP+PPA | 0
22 | 2024-12-09 | UCOP+PPA | 0
23 | 2024-12-09 | UCOP+PPA | 0
0 | 2024-12-10 | UCOP+PPA | 0
1 | 2024-12-10 | UCOP+PPA | 0
2 | 2024-12-10 | UCOP+PPA | 0
3 | 2024-12-10 | UCOP+PPA | 0
4 | 2024-12-10 | UCOP+PPA | 0
5 | 2024-12-10 | UCOP+PPA | 0
6 | 2024-12-10 | UCOP+PPA | 0
7 | 2024-12-10 | UCOP+PPA | 0
8 | 2024-12-10 | UCOP+PPA | 0
9 | 2024-12-10 | UCOP+PPA | 0
10 | 2024-12-10 | UCOP+PPA | 0
11 | 2024-12-10 | UCOP+PPA | 0
12 | 2024-12-10 | UCOP+PPA | 0
13 | 2024-12-10 | UCOP+PPA | 0
14 | 2024-12-10 | UCOP+PPA | 0
15 | 2024-12-10 | UCOP+PPA | 0
16 | 2024-12-10 | UCOP+PPA | 0
17 | 2024-12-10 | UCOP+PPA | 0
18 | 2024-12-10 | UCOP+PPA | 0
19 | 2024-12-10 | UCOP+PPA | 0
20 | 2024-12-10 | UCOP+PPA | 0
21 | 2024-12-10 | UCOP+PPA | 0
22 | 2024-12-10 | UCOP+PPA | 0
23 | 2024-12-10 | UCOP+PPA | 0
0 | 2024-12-11 | UCOP+PPA | 0
1 | 2024-12-11 | UCOP+PPA | 0
2 | 2024-12-11 | UCOP+PPA | 0
3 | 2024-12-11 | UCOP+PPA | 0
4 | 2024-12-11 | UCOP+PPA | 0
5 | 2024-12-11 | UCOP+PPA | 0
6 | 2024-12-11 | UCOP+PPA | 0
7 | 2024-12-11 | UCOP+PPA | 0
8 | 2024-12-11 | UCOP+PPA | 0
9 | 2024-12-11 | UCOP+PPA | 0
10 | 2024-12-11 | UCOP+PPA | 0
11 | 2024-12-11 | UCOP+PPA | 0
12 | 2024-12-11 | UCOP+PPA | 0
13 | 2024-12-11 | UCOP+PPA | 0
14 | 2024-12-11 | UCOP+PPA | 0
15 | 2024-12-11 | UCOP+PPA | 0
16 | 2024-12-11 | UCOP+PPA | 0
17 | 2024-12-11 | UCOP+PPA | 0
18 | 2024-12-11 | UCOP+PPA | 0
19 | 2024-12-11 | UCOP+PPA | 0
20 | 2024-12-11 | UCOP+PPA | 0
21 | 2024-12-11 | UCOP+PPA | 0
22 | 2024-12-11 | UCOP+PPA | 0
23 | 2024-12-11 | UCOP+PPA | 0
0 | 2024-12-12 | UCOP+PPA | 0
1 | 2024-12-12 | UCOP+PPA | 0
2 | 2024-12-12 | UCOP+PPA | 0
3 | 2024-12-12 | UCOP+PPA | 0
4 | 2024-12-12 | UCOP+PPA | 0
5 | 2024-12-12 | UCOP+PPA | 0
6 | 2024-12-12 | UCOP+PPA | 0
7 | 2024-12-12 | UCOP+PPA | 0
8 | 2024-12-12 | UCOP+PPA | 0
9 | 2024-12-12 | UCOP+PPA | 0
10 | 2024-12-12 | UCOP+PPA | 0
11 | 2024-12-12 | UCOP+PPA | 0
12 | 2024-12-12 | UCOP+PPA | 0
13 | 2024-12-12 | UCOP+PPA | 0
14 | 2024-12-12 | UCOP+PPA | 0
15 | 2024-12-12 | UCOP+PPA | 0
16 | 2024-12-12 | UCOP+PPA | 0
17 | 2024-12-12 | UCOP+PPA | 0
18 | 2024-12-12 | UCOP+PPA | 0
19 | 2024-12-12 | UCOP+PPA | 0
20 | 2024-12-12 | UCOP+PPA | 0
21 | 2024-12-12 | UCOP+PPA | 0
22 | 2024-12-12 | UCOP+PPA | 0
23 | 2024-12-12 | UCOP+PPA | 0
0 | 2024-12-13 | UCOP+PPA | 0
1 | 2024-12-13 | UCOP+PPA | 0
2 | 2024-12-13 | UCOP+PPA | 0
3 | 2024-12-13 | UCOP+PPA | 0
4 | 2024-12-13 | UCOP+PPA | 0
5 | 2024-12-13 | UCOP+PPA | 0
6 | 2024-12-13 | UCOP+PPA | 0
7 | 2024-12-13 | UCOP+PPA | 0
8 | 2024-12-13 | UCOP+PPA | 0
9 | 2024-12-13 | UCOP+PPA | 0
10 | 2024-12-13 | UCOP+PPA | 0
11 | 2024-12-13 | UCOP+PPA | 0
12 | 2024-12-13 | UCOP+PPA | 0
13 | 2024-12-13 | UCOP+PPA | 0
14 | 2024-12-13 | UCOP+PPA | 0
15 | 2024-12-13 | UCOP+PPA | 0
16 | 2024-12-13 | UCOP+PPA | 0
17 | 2024-12-13 | UCOP+PPA | 0
18 | 2024-12-13 | UCOP+PPA | 0
19 | 2024-12-13 | UCOP+PPA | 0
20 | 2024-12-13 | UCOP+PPA | 0
21 | 2024-12-13 | UCOP+PPA | 0
22 | 2024-12-13 | UCOP+PPA | 0
23 | 2024-12-13 | UCOP+PPA | 0
0 | 2024-12-14 | UCOP+PPA | 0
1 | 2024-12-14 | UCOP+PPA | 0
2 | 2024-12-14 | UCOP+PPA | 0
3 | 2024-12-14 | UCOP+PPA | 0
4 | 2024-12-14 | UCOP+PPA | 0
5 | 2024-12-14 | UCOP+PPA | 0
6 | 2024-12-14 | UCOP+PPA | 0
7 | 2024-12-14 | UCOP+PPA | 0
8 | 2024-12-14 | UCOP+PPA | 0
9 | 2024-12-14 | UCOP+PPA | 0
10 | 2024-12-14 | UCOP+PPA | 0
11 | 2024-12-14 | UCOP+PPA | 0
12 | 2024-12-14 | UCOP+PPA | 0
13 | 2024-12-14 | UCOP+PPA | 0
14 | 2024-12-14 | UCOP+PPA | 0
15 | 2024-12-14 | UCOP+PPA | 0
16 | 2024-12-14 | UCOP+PPA | 0
17 | 2024-12-14 | UCOP+PPA | 0
18 | 2024-12-14 | UCOP+PPA | 0
19 | 2024-12-14 | UCOP+PPA | 0
20 | 2024-12-14 | UCOP+PPA | 0
21 | 2024-12-14 | UCOP+PPA | 0
22 | 2024-12-14 | UCOP+PPA | 0
23 | 2024-12-14 | UCOP+PPA | 0
0 | 2024-12-15 | UCOP+PPA | 0
1 | 2024-12-15 | UCOP+PPA | 0
2 | 2024-12-15 | UCOP+PPA | 0
3 | 2024-12-15 | UCOP+PPA | 0
4 | 2024-12-15 | UCOP+PPA | 0
5 | 2024-12-15 | UCOP+PPA | 0
6 | 2024-12-15 | UCOP+PPA | 0
7 | 2024-12-15 | UCOP+PPA | 0
8 | 2024-12-15 | UCOP+PPA | 0
9 | 2024-12-15 | UCOP+PPA | 0
10 | 2024-12-15 | UCOP+PPA | 0
11 | 2024-12-15 | UCOP+PPA | 0
12 | 2024-12-15 | UCOP+PPA | 0
13 | 2024-12-15 | UCOP+PPA | 0
14 | 2024-12-15 | UCOP+PPA | 0
15 | 2024-12-15 | UCOP+PPA | 0
16 | 2024-12-15 | UCOP+PPA | 0
17 | 2024-12-15 | UCOP+PPA | 0
18 | 2024-12-15 | UCOP+PPA | 0
19 | 2024-12-15 | UCOP+PPA | 0
20 | 2024-12-15 | UCOP+PPA | 0
21 | 2024-12-15 | UCOP+PPA | 0
22 | 2024-12-15 | UCOP+PPA | 0
23 | 2024-12-15 | UCOP+PPA | 0
0 | 2024-12-16 | UCOP+PPA | 0
1 | 2024-12-16 | UCOP+PPA | 0
2 | 2024-12-16 | UCOP+PPA | 0
3 | 2024-12-16 | UCOP+PPA | 0
4 | 2024-12-16 | UCOP+PPA | 0
5 | 2024-12-16 | UCOP+PPA | 0
6 | 2024-12-16 | UCOP+PPA | 0
7 | 2024-12-16 | UCOP+PPA | 0
8 | 2024-12-16 | UCOP+PPA | 0
9 | 2024-12-16 | UCOP+PPA | 0
10 | 2024-12-16 | UCOP+PPA | 0
11 | 2024-12-16 | UCOP+PPA | 0
12 | 2024-12-16 | UCOP+PPA | 0
13 | 2024-12-16 | UCOP+PPA | 0
14 | 2024-12-16 | UCOP+PPA | 0
15 | 2024-12-16 | UCOP+PPA | 0
16 | 2024-12-16 | UCOP+PPA | 0
17 | 2024-12-16 | UCOP+PPA | 0
18 | 2024-12-16 | UCOP+PPA | 0
19 | 2024-12-16 | UCOP+PPA | 0
20 | 2024-12-16 | UCOP+PPA | 0
21 | 2024-12-16 | UCOP+PPA | 0
22 | 2024-12-16 | UCOP+PPA | 0
23 | 2024-12-16 | UCOP+PPA | 0
0 | 2024-12-17 | UCOP+PPA | 0
1 | 2024-12-17 | UCOP+PPA | 0
2 | 2024-12-17 | UCOP+PPA | 0
3 | 2024-12-17 | UCOP+PPA | 0
4 | 2024-12-17 | UCOP+PPA | 0
5 | 2024-12-17 | UCOP+PPA | 0
6 | 2024-12-17 | UCOP+PPA | 0
7 | 2024-12-17 | UCOP+PPA | 0
8 | 2024-12-17 | UCOP+PPA | 0
9 | 2024-12-17 | UCOP+PPA | 0
10 | 2024-12-17 | UCOP+PPA | 0
11 | 2024-12-17 | UCOP+PPA | 0
12 | 2024-12-17 | UCOP+PPA | 0
13 | 2024-12-17 | UCOP+PPA | 0
14 | 2024-12-17 | UCOP+PPA | 0
15 | 2024-12-17 | UCOP+PPA | 0
16 | 2024-12-17 | UCOP+PPA | 0
17 | 2024-12-17 | UCOP+PPA | 0
18 | 2024-12-17 | UCOP+PPA | 0
19 | 2024-12-17 | UCOP+PPA | 0
20 | 2024-12-17 | UCOP+PPA | 0
21 | 2024-12-17 | UCOP+PPA | 0
22 | 2024-12-17 | UCOP+PPA | 0
23 | 2024-12-17 | UCOP+PPA | 0
0 | 2024-12-18 | UCOP+PPA | 0
1 | 2024-12-18 | UCOP+PPA | 0
2 | 2024-12-18 | UCOP+PPA | 0
3 | 2024-12-18 | UCOP+PPA | 0
4 | 2024-12-18 | UCOP+PPA | 0
5 | 2024-12-18 | UCOP+PPA | 0
6 | 2024-12-18 | UCOP+PPA | 0
7 | 2024-12-18 | UCOP+PPA | 0
8 | 2024-12-18 | UCOP+PPA | 0
9 | 2024-12-18 | UCOP+PPA | 0
10 | 2024-12-18 | UCOP+PPA | 0
11 | 2024-12-18 | UCOP+PPA | 0
12 | 2024-12-18 | UCOP+PPA | 0
13 | 2024-12-18 | UCOP+PPA | 0
14 | 2024-12-18 | UCOP+PPA | 0
15 | 2024-12-18 | UCOP+PPA | 0
16 | 2024-12-18 | UCOP+PPA | 0
17 | 2024-12-18 | UCOP+PPA | 0
18 | 2024-12-18 | UCOP+PPA | 0
19 | 2024-12-18 | UCOP+PPA | 0
20 | 2024-12-18 | UCOP+PPA | 0
21 | 2024-12-18 | UCOP+PPA | 0
22 | 2024-12-18 | UCOP+PPA | 0
23 | 2024-12-18 | UCOP+PPA | 0
0 | 2024-12-19 | UCOP+PPA | 0
1 | 2024-12-19 | UCOP+PPA | 0
2 | 2024-12-19 | UCOP+PPA | 0
3 | 2024-12-19 | UCOP+PPA | 0
4 | 2024-12-19 | UCOP+PPA | 0
5 | 2024-12-19 | UCOP+PPA | 0
6 | 2024-12-19 | UCOP+PPA | 0
7 | 2024-12-19 | UCOP+PPA | 0
8 | 2024-12-19 | UCOP+PPA | 0
9 | 2024-12-19 | UCOP+PPA | 0
10 | 2024-12-19 | UCOP+PPA | 0
11 | 2024-12-19 | UCOP+PPA | 0
12 | 2024-12-19 | UCOP+PPA | 0
13 | 2024-12-19 | UCOP+PPA | 0
14 | 2024-12-19 | UCOP+PPA | 0
15 | 2024-12-19 | UCOP+PPA | 0
16 | 2024-12-19 | UCOP+PPA | 0
17 | 2024-12-19 | UCOP+PPA | 0
18 | 2024-12-19 | UCOP+PPA | 0
19 | 2024-12-19 | UCOP+PPA | 0
20 | 2024-12-19 | UCOP+PPA | 0
21 | 2024-12-19 | UCOP+PPA | 0
22 | 2024-12-19 | UCOP+PPA | 0
23 | 2024-12-19 | UCOP+PPA | 0
0 | 2024-12-20 | UCOP+PPA | 0
1 | 2024-12-20 | UCOP+PPA | 0
2 | 2024-12-20 | UCOP+PPA | 0
3 | 2024-12-20 | UCOP+PPA | 0
4 | 2024-12-20 | UCOP+PPA | 0
5 | 2024-12-20 | UCOP+PPA | 0
6 | 2024-12-20 | UCOP+PPA | 0
7 | 2024-12-20 | UCOP+PPA | 0
8 | 2024-12-20 | UCOP+PPA | 0
9 | 2024-12-20 | UCOP+PPA | 0
10 | 2024-12-20 | UCOP+PPA | 0
11 | 2024-12-20 | UCOP+PPA | 0
12 | 2024-12-20 | UCOP+PPA | 0
13 | 2024-12-20 | UCOP+PPA | 0
14 | 2024-12-20 | UCOP+PPA | 0
15 | 2024-12-20 | UCOP+PPA | 0
16 | 2024-12-20 | UCOP+PPA | 0
17 | 2024-12-20 | UCOP+PPA | 0
18 | 2024-12-20 | UCOP+PPA | 0
19 | 2024-12-20 | UCOP+PPA | 0
20 | 2024-12-20 | UCOP+PPA | 0
21 | 2024-12-20 | UCOP+PPA | 0
22 | 2024-12-20 | UCOP+PPA | 0
23 | 2024-12-20 | UCOP+PPA | 0
0 | 2024-12-21 | UCOP+PPA | 0
1 | 2024-12-21 | UCOP+PPA | 0
2 | 2024-12-21 | UCOP+PPA | 0
3 | 2024-12-21 | UCOP+PPA | 0
4 | 2024-12-21 | UCOP+PPA | 0
5 | 2024-12-21 | UCOP+PPA | 0
6 | 2024-12-21 | UCOP+PPA | 0
7 | 2024-12-21 | UCOP+PPA | 0
8 | 2024-12-21 | UCOP+PPA | 0
9 | 2024-12-21 | UCOP+PPA | 0
10 | 2024-12-21 | UCOP+PPA | 0
11 | 2024-12-21 | UCOP+PPA | 0
12 | 2024-12-21 | UCOP+PPA | 0
13 | 2024-12-21 | UCOP+PPA | 0
14 | 2024-12-21 | UCOP+PPA | 0
15 | 2024-12-21 | UCOP+PPA | 0
16 | 2024-12-21 | UCOP+PPA | 0
17 | 2024-12-21 | UCOP+PPA | 0
18 | 2024-12-21 | UCOP+PPA | 0
19 | 2024-12-21 | UCOP+PPA | 0
20 | 2024-12-21 | UCOP+PPA | 0
21 | 2024-12-21 | UCOP+PPA | 0
22 | 2024-12-21 | UCOP+PPA | 0
23 | 2024-12-21 | UCOP+PPA | 0
0 | 2024-12-22 | UCOP+PPA | 0
1 | 2024-12-22 | UCOP+PPA | 0
2 | 2024-12-22 | UCOP+PPA | 0
3 | 2024-12-22 | UCOP+PPA | 0
4 | 2024-12-22 | UCOP+PPA | 0
5 | 2024-12-22 | UCOP+PPA | 0
6 | 2024-12-22 | UCOP+PPA | 0
7 | 2024-12-22 | UCOP+PPA | 0
8 | 2024-12-22 | UCOP+PPA | 0
9 | 2024-12-22 | UCOP+PPA | 0
10 | 2024-12-22 | UCOP+PPA | 0
11 | 2024-12-22 | UCOP+PPA | 0
12 | 2024-12-22 | UCOP+PPA | 0
13 | 2024-12-22 | UCOP+PPA | 0
14 | 2024-12-22 | UCOP+PPA | 0
15 | 2024-12-22 | UCOP+PPA | 0
16 | 2024-12-22 | UCOP+PPA | 0
17 | 2024-12-22 | UCOP+PPA | 0
18 | 2024-12-22 | UCOP+PPA | 0
19 | 2024-12-22 | UCOP+PPA | 0
20 | 2024-12-22 | UCOP+PPA | 0
21 | 2024-12-22 | UCOP+PPA | 0
22 | 2024-12-22 | UCOP+PPA | 0
23 | 2024-12-22 | UCOP+PPA | 0
0 | 2024-12-23 | UCOP+PPA | 0
1 | 2024-12-23 | UCOP+PPA | 0
2 | 2024-12-23 | UCOP+PPA | 0
3 | 2024-12-23 | UCOP+PPA | 0
4 | 2024-12-23 | UCOP+PPA | 0
5 | 2024-12-23 | UCOP+PPA | 0
6 | 2024-12-23 | UCOP+PPA | 0
7 | 2024-12-23 | UCOP+PPA | 0
8 | 2024-12-23 | UCOP+PPA | 0
9 | 2024-12-23 | UCOP+PPA | 0
10 | 2024-12-23 | UCOP+PPA | 0
11 | 2024-12-23 | UCOP+PPA | 0
12 | 2024-12-23 | UCOP+PPA | 0
13 | 2024-12-23 | UCOP+PPA | 0
14 | 2024-12-23 | UCOP+PPA | 0
15 | 2024-12-23 | UCOP+PPA | 0
16 | 2024-12-23 | UCOP+PPA | 0
17 | 2024-12-23 | UCOP+PPA | 0
18 | 2024-12-23 | UCOP+PPA | 0
19 | 2024-12-23 | UCOP+PPA | 0
20 | 2024-12-23 | UCOP+PPA | 0
21 | 2024-12-23 | UCOP+PPA | 0
22 | 2024-12-23 | UCOP+PPA | 0
23 | 2024-12-23 | UCOP+PPA | 0
0 | 2024-12-24 | UCOP+PPA | 0
1 | 2024-12-24 | UCOP+PPA | 0
2 | 2024-12-24 | UCOP+PPA | 0
3 | 2024-12-24 | UCOP+PPA | 0
4 | 2024-12-24 | UCOP+PPA | 0
5 | 2024-12-24 | UCOP+PPA | 0
6 | 2024-12-24 | UCOP+PPA | 0
7 | 2024-12-24 | UCOP+PPA | 0
8 | 2024-12-24 | UCOP+PPA | 0
9 | 2024-12-24 | UCOP+PPA | 0
10 | 2024-12-24 | UCOP+PPA | 0
11 | 2024-12-24 | UCOP+PPA | 0
12 | 2024-12-24 | UCOP+PPA | 0
13 | 2024-12-24 | UCOP+PPA | 0
14 | 2024-12-24 | UCOP+PPA | 0
15 | 2024-12-24 | UCOP+PPA | 0
16 | 2024-12-24 | UCOP+PPA | 0
17 | 2024-12-24 | UCOP+PPA | 0
18 | 2024-12-24 | UCOP+PPA | 0
19 | 2024-12-24 | UCOP+PPA | 0
20 | 2024-12-24 | UCOP+PPA | 0
21 | 2024-12-24 | UCOP+PPA | 0
22 | 2024-12-24 | UCOP+PPA | 0
23 | 2024-12-24 | UCOP+PPA | 0
0 | 2024-12-25 | UCOP+PPA | 0
1 | 2024-12-25 | UCOP+PPA | 0
2 | 2024-12-25 | UCOP+PPA | 0
3 | 2024-12-25 | UCOP+PPA | 0
4 | 2024-12-25 | UCOP+PPA | 0
5 | 2024-12-25 | UCOP+PPA | 0
6 | 2024-12-25 | UCOP+PPA | 0
7 | 2024-12-25 | UCOP+PPA | 0
8 | 2024-12-25 | UCOP+PPA | 0
9 | 2024-12-25 | UCOP+PPA | 0
10 | 2024-12-25 | UCOP+PPA | 0
11 | 2024-12-25 | UCOP+PPA | 0
12 | 2024-12-25 | UCOP+PPA | 0
13 | 2024-12-25 | UCOP+PPA | 0
14 | 2024-12-25 | UCOP+PPA | 0
15 | 2024-12-25 | UCOP+PPA | 0
16 | 2024-12-25 | UCOP+PPA | 0
17 | 2024-12-25 | UCOP+PPA | 0
18 | 2024-12-25 | UCOP+PPA | 0
19 | 2024-12-25 | UCOP+PPA | 0
20 | 2024-12-25 | UCOP+PPA | 0
21 | 2024-12-25 | UCOP+PPA | 0
22 | 2024-12-25 | UCOP+PPA | 0
23 | 2024-12-25 | UCOP+PPA | 0
0 | 2024-12-26 | UCOP+PPA | 0
1 | 2024-12-26 | UCOP+PPA | 0
2 | 2024-12-26 | UCOP+PPA | 0
3 | 2024-12-26 | UCOP+PPA | 0
4 | 2024-12-26 | UCOP+PPA | 0
5 | 2024-12-26 | UCOP+PPA | 0
6 | 2024-12-26 | UCOP+PPA | 0
7 | 2024-12-26 | UCOP+PPA | 0
8 | 2024-12-26 | UCOP+PPA | 0
9 | 2024-12-26 | UCOP+PPA | 0
10 | 2024-12-26 | UCOP+PPA | 0
11 | 2024-12-26 | UCOP+PPA | 0
12 | 2024-12-26 | UCOP+PPA | 0
13 | 2024-12-26 | UCOP+PPA | 0
14 | 2024-12-26 | UCOP+PPA | 0
15 | 2024-12-26 | UCOP+PPA | 0
16 | 2024-12-26 | UCOP+PPA | 0
17 | 2024-12-26 | UCOP+PPA | 0
18 | 2024-12-26 | UCOP+PPA | 0
19 | 2024-12-26 | UCOP+PPA | 0
20 | 2024-12-26 | UCOP+PPA | 0
21 | 2024-12-26 | UCOP+PPA | 0
22 | 2024-12-26 | UCOP+PPA | 0
23 | 2024-12-26 | UCOP+PPA | 0
0 | 2024-12-27 | UCOP+PPA | 0
1 | 2024-12-27 | UCOP+PPA | 0
2 | 2024-12-27 | UCOP+PPA | 0
3 | 2024-12-27 | UCOP+PPA | 0
4 | 2024-12-27 | UCOP+PPA | 0
5 | 2024-12-27 | UCOP+PPA | 0
6 | 2024-12-27 | UCOP+PPA | 0
7 | 2024-12-27 | UCOP+PPA | 0
8 | 2024-12-27 | UCOP+PPA | 0
9 | 2024-12-27 | UCOP+PPA | 0
10 | 2024-12-27 | UCOP+PPA | 0
11 | 2024-12-27 | UCOP+PPA | 0
12 | 2024-12-27 | UCOP+PPA | 0
13 | 2024-12-27 | UCOP+PPA | 0
14 | 2024-12-27 | UCOP+PPA | 0
15 | 2024-12-27 | UCOP+PPA | 0
16 | 2024-12-27 | UCOP+PPA | 0
17 | 2024-12-27 | UCOP+PPA | 0
18 | 2024-12-27 | UCOP+PPA | 0
19 | 2024-12-27 | UCOP+PPA | 0
20 | 2024-12-27 | UCOP+PPA | 0
21 | 2024-12-27 | UCOP+PPA | 0
22 | 2024-12-27 | UCOP+PPA | 0
23 | 2024-12-27 | UCOP+PPA | 0
0 | 2024-12-28 | UCOP+PPA | 0
1 | 2024-12-28 | UCOP+PPA | 0
2 | 2024-12-28 | UCOP+PPA | 0
3 | 2024-12-28 | UCOP+PPA | 0
4 | 2024-12-28 | UCOP+PPA | 0
5 | 2024-12-28 | UCOP+PPA | 0
6 | 2024-12-28 | UCOP+PPA | 0
7 | 2024-12-28 | UCOP+PPA | 0
8 | 2024-12-28 | UCOP+PPA | 0
9 | 2024-12-28 | UCOP+PPA | 0
10 | 2024-12-28 | UCOP+PPA | 0
11 | 2024-12-28 | UCOP+PPA | 0
12 | 2024-12-28 | UCOP+PPA | 0
13 | 2024-12-28 | UCOP+PPA | 0
14 | 2024-12-28 | UCOP+PPA | 0
15 | 2024-12-28 | UCOP+PPA | 0
16 | 2024-12-28 | UCOP+PPA | 0
17 | 2024-12-28 | UCOP+PPA | 0
18 | 2024-12-28 | UCOP+PPA | 0
19 | 2024-12-28 | UCOP+PPA | 0
20 | 2024-12-28 | UCOP+PPA | 0
21 | 2024-12-28 | UCOP+PPA | 0
22 | 2024-12-28 | UCOP+PPA | 0
23 | 2024-12-28 | UCOP+PPA | 0
0 | 2024-12-29 | UCOP+PPA | 0
1 | 2024-12-29 | UCOP+PPA | 0
2 | 2024-12-29 | UCOP+PPA | 0
3 | 2024-12-29 | UCOP+PPA | 0
4 | 2024-12-29 | UCOP+PPA | 0
5 | 2024-12-29 | UCOP+PPA | 0
6 | 2024-12-29 | UCOP+PPA | 0
7 | 2024-12-29 | UCOP+PPA | 0
8 | 2024-12-29 | UCOP+PPA | 0
9 | 2024-12-29 | UCOP+PPA | 0
10 | 2024-12-29 | UCOP+PPA | 0
11 | 2024-12-29 | UCOP+PPA | 0
12 | 2024-12-29 | UCOP+PPA | 0
13 | 2024-12-29 | UCOP+PPA | 0
14 | 2024-12-29 | UCOP+PPA | 0
15 | 2024-12-29 | UCOP+PPA | 0
16 | 2024-12-29 | UCOP+PPA | 0
17 | 2024-12-29 | UCOP+PPA | 0
18 | 2024-12-29 | UCOP+PPA | 0
19 | 2024-12-29 | UCOP+PPA | 0
20 | 2024-12-29 | UCOP+PPA | 0
21 | 2024-12-29 | UCOP+PPA | 0
22 | 2024-12-29 | UCOP+PPA | 0
23 | 2024-12-29 | UCOP+PPA | 0
0 | 2024-12-30 | UCOP+PPA | 0
1 | 2024-12-30 | UCOP+PPA | 0
2 | 2024-12-30 | UCOP+PPA | 0
3 | 2024-12-30 | UCOP+PPA | 0
4 | 2024-12-30 | UCOP+PPA | 0
5 | 2024-12-30 | UCOP+PPA | 0
6 | 2024-12-30 | UCOP+PPA | 0
7 | 2024-12-30 | UCOP+PPA | 0
8 | 2024-12-30 | UCOP+PPA | 0
9 | 2024-12-30 | UCOP+PPA | 0
10 | 2024-12-30 | UCOP+PPA | 0
11 | 2024-12-30 | UCOP+PPA | 0
12 | 2024-12-30 | UCOP+PPA | 0
13 | 2024-12-30 | UCOP+PPA | 0
14 | 2024-12-30 | UCOP+PPA | 0
15 | 2024-12-30 | UCOP+PPA | 0
16 | 2024-12-30 | UCOP+PPA | 0
17 | 2024-12-30 | UCOP+PPA | 0
18 | 2024-12-30 | UCOP+PPA | 0
19 | 2024-12-30 | UCOP+PPA | 0
20 | 2024-12-30 | UCOP+PPA | 0
21 | 2024-12-30 | UCOP+PPA | 0
22 | 2024-12-30 | UCOP+PPA | 0
23 | 2024-12-30 | UCOP+PPA | 0
0 | 2024-12-31 | UCOP+PPA | 0
1 | 2024-12-31 | UCOP+PPA | 0
2 | 2024-12-31 | UCOP+PPA | 0
3 | 2024-12-31 | UCOP+PPA | 0
4 | 2024-12-31 | UCOP+PPA | 0
5 | 2024-12-31 | UCOP+PPA | 0
6 | 2024-12-31 | UCOP+PPA | 0
7 | 2024-12-31 | UCOP+PPA | 0
8 | 2024-12-31 | UCOP+PPA | 0
9 | 2024-12-31 | UCOP+PPA | 0
10 | 2024-12-31 | UCOP+PPA | 0
11 | 2024-12-31 | UCOP+PPA | 0
12 | 2024-12-31 | UCOP+PPA | 0
13 | 2024-12-31 | UCOP+PPA | 0
14 | 2024-12-31 | UCOP+PPA | 0
15 | 2024-12-31 | UCOP+PPA | 0
16 | 2024-12-31 | UCOP+PPA | 0
17 | 2024-12-31 | UCOP+PPA | 0
18 | 2024-12-31 | UCOP+PPA | 0
19 | 2024-12-31 | UCOP+PPA | 0
20 | 2024-12-31 | UCOP+PPA | 0
21 | 2024-12-31 | UCOP+PPA | 0
22 | 2024-12-31 | UCOP+PPA | 0
23 | 2024-12-31 | UCOP+PPA | 0
Formulas:
Date (excluding Feb 29) = IF(AND(MONTH([Date (excluding Feb 29), row above])=2,DAY([Date (excluding Feb 29), row above])=28,[Hour]=0),[Date (excluding Feb 29), row above]+2,IF([Hour]=0,[Date (excluding Feb 29), row above]+1,[Date (excluding Feb 29), row above]))

## Elec Cost by Billing Group
Total Buildings Electricity Cost by Billing Group
Timestamp | Electric Utility Billing Group | Utility Provider | Billing Group Electricity Use | Solar Electricity Genereation PPA | Hourly Electric Rate ($/kWh) | Electricity Cost ($)
8760 for each billing group | From Building Meta Data | From Building Meta Data Tab | From Net Elec Use by Billing Group (already has solar subtracted out) | Sum of Building Total Electricity use by billing group, IF building has an "Is PPA?" flagged as "Yes" on building meta data | Figure out from Electric Rates by Utility Provider table | Total billing group Net electricity for each hour, times the utility electricity rate for that billing group at that hour, times (1+escalation rate)^(Current year-base year). E.g. 9/1/2022 10:00AM is net electricity for the billing group at this date and time, multiplied by the rate from the proper utility for September for the 11th hour, multiplied by (1+0.03)^(2022-2022) 9/1/2025 10:00AM is net electricity for the billing group at this date and time, multiplied by the rate from the proper utility for September for the 11th hour, multiplied by (1+0.03)^(2025-2022)

## Gas Use by Billing Group
Total Current Gas Use by Utility Billing Group
Timestamp | Gas Utility Billing Group | Current Building Gas Use
8760 for each billing group | From Building Meta Data | Sum of equipment Gas consumption for each billing group for each hour on the Building Total Gas Use tab.

## Gas Rates by Utility Provider
Gas Rates by Utility Provider
Month | Time | Utility Provider | Gas Rate ($/therms) | Inflation Rate (%) Base year 2022
1-12 for every Utility Provider (day to day within a month and year are identical, so we don't need to list daily values) | Hourly from 0-23 for each month | From Building Meta Data Tab | For every hour, every month for each utility provider | 3%
this value is flat rate for every month and time for each provider

## Gas Cost by Billing Group
Current Buildings Gas Cost by Billing Group
Timestamp | Gas Utility Billing Group | Utility Provider | Billing Group Gas Use | Gas Cost ($)
8760 for each billing group | From Building Meta Data | From Building Meta Data Tab |  | Total billing group Gas for each hour, times the utility Gas rate for that billing group at that hour, times (1+inflation rate)^(Current year-base year). E.g. 9/1/2022 10:00AM is Gas for the billing group at this date and time, multiplied by the rate from the proper utility for September for the 11th hour, multiplied by (1+0.03)^(2022-2022) 9/1/2025 10:00AM is Gas for the billing group at this date and time, multiplied by the rate from the proper utility for September for the 11th hour, multiplied by (1+0.03)^(2025-2022)

## New Bld Thermal Equip Sizes
New Building Thermal Equipment Sizes
Building ID CAAN | New Building Independent Heat Pump Maximum Cooling Load (kBtu/h) | New Building Independent Heat Pump Heating Load (kBtu/h) | New Building Heat Pump Load (kBtu/h) + Safety Factor | New Building Heat Pump #1 Size (kBtu/h) | New Building Heat Pump#2 Size (kBtu/h) | New Building Redundant Heat Pump | New Building Independent Heat Pump Hot Water Load (kBtu) | New Building Domestic Water Load (kBtu/h) + Safety Factor | New Building Domestic Water HP #1 Size (kBtu) | New Building Domestic Water HP #2 Size (kBtu) | New Building Redundant Domestic Water HP
Each Building ID CAAN | Use Data on the "New Bldg Equip Therm Op Loads" table, Show the MAXIMUM cooling load | Use Data on the "New Bldg Equip Therm Op Loads" table, Show the MAXIMUM heating load | This is the GREATER of the cooling OR heating load, multiplied by (1+Equipment Safety Factor %) from Building Meta Data | The closer of: the closest size unit that is just greater than the New Bldg Heat Pump Load + Safety Factor, OR the closest size unit that is just greater than HALF the New Bldg Heat Pump Load + Safety Factor. | If the New Building Heat Pump #1 size is not larger than the New Building Heat Pump Load + Safety Factor, this unit is the closest size unit that, when added to unit #1, is equal to or greater than the New Building Heat Pump Load + Safety Factor. | The unit that is closest in size and greater than the New Building Heat Pump Load + Safety Factor multiplied by the % Redundancy from Building Meta Data. | Use Data on the "New Bldg Equip Therm Op Loads" table, Show the MAXIMUM hot water load | Same as New Building Heat Pump Load + Safety Factor | Same as New Building Heat Pump #1 Size. | Same as New Building Heat Pump #2 Size. | Same as the New Building Redundant Heat Pump.

## Standalone HP Costs Table
Standalone Heat Pump & Domestic Water Heater Costs
Unitary Heating Capacity (kBtu/h) | Unitary Cooling Capacity (tons) | Unitary Cost
12 | 1
18 | 1.5
30 | 2.5
36 | 3
60 | 5
90 | 7.5
120 | 10
180 | 15
240 | 20
300 | 25
360 | 30
480 | 40
600 | 50
720 | 60
840 | 70
960 | 80
1080 | 90
1200 | 100

## New Bld Thermal Equip Costs
New Building Thermal Equipment Costs
Building ID CAAN | New Building Heat Pump #1 Size (kBtu) | New Building Heat Pump #1 Cost ($) | New Building Heat Pump #2 Size (kBtu) | New Building Heat Pump #2 Cost ($) | New Building Redundant Heat Pump (kBtu) | New Building Redundant Heat Pump Cost ($) | New Building Domestic Water HP #1 Size (kBtu) | New Building Domestic Water HP #1 Cost ($) | New Building Domestic Water HP #2 Size (kBtu) | New Building Domestic Water HP #2 Size Cost ($) | New Building Redundant Domestic Water HP (kBtu) | New Building Redundant Domestic Water HP Cost ($) | Total Costs
Each Building ID CAAN |  | Lookup from Standalone HP Costs Table |  | Lookup from Standalone HP Costs Table |  | Lookup from Standalone HP Costs Table |  | Lookup from Standalone HP Costs Table |  | Lookup from Standalone HP Costs Table |  | Lookup from Standalone HP Costs Table | Sum of all unit costs

## New CUP Equipment Sizes
New CUP Equipment Thermal Operation Loads
Building ID CAAN | Equipment Type | Heating Capacity | Heating Units | Cooling Capacity | Cooling Units
New CUP Building ID | Heat Pumps | B10, Heat Pumps Heating Capacity | Btu/h | B11, Heat Pumps Cooling Capacity | Btu/h
| Heat Recovery Chillers | B10, Heat Pumps Heating Capacity | Btu/h | B11, Heat Pumps Cooling Capacity | Btu/h
| Electric Boilers | B15, Max Capacity | Btu/h | n/a
| Electric Chillers | n/a | Btu/h | B19, Max Capacity
| TES Hot Tank | G24, TES Hot Tank Volume | Gallons | n/a
| TES Cold Tank | n/a |  | G27, TES Cold Tank Volume | Gallons
| Geothermal Loop | B24, Ground-source Capacity | Btu/h | B24, Ground-source Capacity | Btu/h
| Ocean Loop | B24, Ocean Capacity | Btu/h | B24, Ocean Capacity | Btu/h
| Cooling Towers | n/a | Btu/h | B26, Cooling Tower Capacity

## Next Tables
Remaining Tables | Maybe these tables can be consolidated. Just trying to communicate broadly what needs to be determined
Solar PV Generation by Utility Billing Group (input table)
Total Electricity Use by Utility Billing Group (each hour for each billing group)
Total Gas Use by Utility Billing Group (each hour for each billing group)
Total Net Electricity Use by Utility Billing Group (each hour for each billing group)
Electricity Cost by Utility Billing Group (each month for each billing group) | Note that PPA payments are a Billing Group
Gas Cost by Utility Billing Group (each month for each billing group) | Note that you'll have to get from Sonam what the energy tariff structure is to give clarity to Nikita to make them as a function in Python.
Unit Costs Table (input table) | Note this includes first capital cost, annual maintenance cost, and end of service life replacement cost
New Building Thermal Equipment Sizes (each building)
New District Piping to Building Lengths
New Building Thermal Equipment Costs (each building) | Also added Standalone HP Costs Table - JB
New CUP Equipment Costs
New CUP Building Cost
New District Connections to Buildings Costs
New District Piping to Buildings Costs
New O&M Costs (total for UCSB)
Totals (like Thermal Loads, Energy Use, Energy Cost, Capital Cost, Maintenance Cost) are sums off the tables
Any One Year's Info can be recorded to be compared to another. We'll automate that eventually to run each year.
We can start by putting the decarb year as the same for everything to get that total
Later we can spread those years out to look at phasing
Jordan Request (eventually need to also Figure out Cost of doing what they do now with no change (repair/replace current everything)

## DIAGRAM (MAKE EVENTUALLY)
OUT OF DATE
Building Metadata
Type of Building Thermal Equipment by Year
New CUP Thermal Operation Loads
New CUP Input Parameters
Building Simulation Thermal Loads
New CUP Electricity Use
Equipment Performance Data (one for each)
Equipment Energy Use Regression Functions (one for each)
Weather Data
Environmental Data
New CUP Equipment Sizes
New Building Independent Heat Pumps Thermal Operation Loads
Current District Systems Thermal Operation Loads
Current Building Independent Equipment Thermal Operation Loads
Installation events of Building Thermal Equipment by Year
Replacement events of Building Thermal Equipment by Year

## Scratch Pad
Utility Bill ID | Month | Utility Bill Cost | Timestamp | Building ID | Electricity Use | Timestamp | Utility Bill ID | Electricty Use | Month | Utility Bill ID | Electricty Use | Electricty Cost | Annual | Utility Bill ID | Electricty Use | Electricty Cost
52 | 1 | 404 | 8760 per building | Each Building | Values | 8760 per Utility Bill ID | Each Utility Bill ID | Values | 12 per Each Utility Bill ID | Each Utility Bill ID | Values | Values | 1 per Utility Bill ID | Each Utility Bill ID | Values | Values
52 | 2 | 506
52 | 3 | 707
52 | 4 | 686
52 | etc | 909
52 | 12 | 1000
53 | 1 | 414
53 | 2 | 516
53 | 3 | 717
53 | 4 | 696
53 | etc | 919
53 | 12 | 1010